## Hip
HIP SPECIALTY SHEET (Prostheses List, August 2006 - Effective 30th November 2006)
| Please Note: Items with gaps generally have low utilisation on a national basis | [7 empty] | Highlighted Items may attract a potential gap payment
| Billing Code | Sponsor | Product Name | Description | Size | Minimum Benefit | Maximum Benefit | Potential Gap | Suffix
Femoral Components - Primary & Revisions
Group 1a - Cemented, unpolished, no pre-coat, straight, short and standard length, all modularity.
| EK080 | ESKA Australia | Adapter GHE Long Stem Cemented | Femoral Component CoCr | 160mm | 2000
| MA016 | Mathys Orthopaedics Pty Ltd | CCA Cemented Stem | Straight / standard / lateral sterile | 7.50mm -17.5mm | 1938
| OH226 | Orthotech Pty Ltd | Exactech Femoral Stem | Novation C - Series Femoral Stem | 1-8 | 2000 | 2100 | 100
| SN010 | Smith & Nephew Surgical Pty Ltd | Basis Femoral Component | Hip stem, Cobalt Chromium | Length 115 - 135mm | 1094
| SN277 | Smith & Nephew Surgical Pty Ltd | Endoprosthesis | CoCr | 38 - 54mm | 488
| ST576 | Stryker Australia Pty Ltd | Omnifit hip system | OMNIFIT cemented femoral component - normalised cobalt chrome | Stem sizes 4-11 | 2080
| ST577 | Stryker Australia Pty Ltd | Omnifit hip system | OMNIFIT 'C' stem - cemented cobalt chrome, collared and collarless, 132 degree offset | Stem sizes 4-11 | 2080
| ST586 | Stryker Australia Pty Ltd | Osteonics omnifit head/neck hip stem | Head/neck hip stem cobalt chrome | Stem sizes 5, 7 & 9 | 2080
| ST802 | Stryker Australia Pty Ltd | Accolade C Femoral Hip System | Forged CoCr cemented hip system | Stem sizes 2 - 7 | 2080
| ZI015 | Zimmer | Zimmer Hip Systems Femoral Stem | VerSys Cemented - Cobalt Chrome | 11 - 17 | 2080
| ZI337 | Zimmer | Natural Hip System | Femoral Stem, CoCr | 140 - 160mm | 2080
Group 1b - Cemented, unpolished, no pre-coat, tapered, short and standard length, all modularity.
| BB275 | B Braun Australia Pty Ltd | Excia Hip System | Cemented stem cobalt chromium | 9mm-18mm | 2100
| BI036 | Biomet Australia Pty Ltd | Rx90 Hip System | Primary Femoral Stem, Chrome Cobalt, Cemented | 9-17mm | 2080
| BI039 | Biomet Australia Pty Ltd | Integral Hip System | Femoral Centraliser, Cemented , Cobalt Chrome | 9-17mm | 1707
| BI042 | Biomet Australia Pty Ltd | Answer Hip System | Femoral Stem, Chrome Cobalt, Cemented | 9-17mm | 1707
| BI047 | Biomet Australia Pty Ltd | Hip Fracture System | Femoral Stem, Chrome Cobalt, Cemented/Cementless | 8-16mm | 2080
| BI050 | Biomet Australia Pty Ltd | Bi-Metric Hip System | Interlok Stem, Titanium, Cemented/Cementless | 7-17mm | 1707
| BI063 | Biomet Australia Pty Ltd | Bimetric Hip System | Stem, Modular, Titanium, Chrome Cobalt | 7-17mm | 1707
| BI069 | Biomet Australia Pty Ltd | Biomet Taperloc Hip System | Femoral Stem, Standard or Laterised. Titanium, Cemented | 7.5mm to 20mm diameter | 1687
| BI132 | Biomet Australia Pty Ltd | Mallory Head Hip System | Femoral Stem, Cobalt Chrome, Unpolished | 7-19mm | 2080
| DP176 | De Puy Australia | Charnley Hip System | CDH Ortron | CDH | 2184
| DP178 | De Puy Australia | Charnley Hip System | Ortron | Round Back SNS 35, STS 35 | 1976
| DP180 | De Puy Australia | Charnley Hip System | RB 40, RB 40 NRW, RB 45 Ortron Stem | RB 40, RB 40 NRW, RB 45 | 1976
| DP181 | De Puy Australia | Charnley Hip System | Ortron Stem | EH 40 or Fl 35 or 40 or Fl 45 or EH 45 | 1976
| DP199 | De Puy Australia | Elite Modular Hip System | Elite Plus Stem Ortron | CDH | 2184
| DP203 | De Puy Australia | Elite Modular Hip System | Elite Plus Stem High Offset Ortron | Size 2 - 5 | 2184
| DP208 | De Puy Australia | Elite Modular Hip System | Elite Plus Stem Primary Ortron Roundback | Size 40 or 1-4 | 2184
| DP209 | De Puy Australia | Elite Modular Hip System | Elite Plus Stem Primary Ortron Flanged | Size 2 - 5 | 2184
| EK031 | ESKA Australia | Adapter Hip System cemented | Femoral Stem CoCr Matte finished material | Femoral stem 1-7 | 1872
| EK034 | ESKA Australia | Adapter Hip System Cemented | Dual Cone |  | 780
| EK035 | ESKA Australia | Adapter Hip System Cemented | Lateral Offset Cone |  | 1248
| MA017 | Mathys Orthopaedics Pty Ltd | FULFIX Cemented Stem | Standard modular / lateral modular sterile | 3.0mm - 12.5mm | 1938
| MA423 | Mathys Orthopaedics Pty Ltd | Unistem 2 | Cemented stem for hip arthroplasty | Sizes 6-16; Length 125-165mm | 686
| PD023 | Portland Orthopaedics (Aust) Pty Ltd | M-COR Modular Hip System | M-CS Cemented Femoral Stem, CoCr | Size 1 - Size 8 | 2000
| SN301 | Smith & Nephew Surgical Pty Ltd | Spectron/Synergy | Femoral Stem Non Porous Offset | 1- 20 | 1707
| SN363 | Smith & Nephew Surgical Pty Ltd | Matrix: Modular Hip System | Practica Non Porous Stem CoCr | Collarless Stem 8,10,12. Collared Stem 8,10,12,14. Collarless/Collared Femur | 1383
| SN692 | Smith & Nephew Surgical Pty Ltd | Spectrum EF | Tantalum marked high offset and standard stems | Size 40 - 74mm | 2228
| SR017 | Stryker Australia Pty Ltd (3) | Omnifit hip system | OMNIFIT cemented femoral component - normalised cobalt chrome | Stem sizes 4-11 | 2080
| SR018 | Stryker Australia Pty Ltd (3) | Omnifit hip system | OMNIFIT 'C' stem - cemented cobalt chrome, collared and collarless, 132 degree offset | Stem sizes 4-11 | 2080
Group 2a - Cemented, polished, no pre-coat, straight, short or standard length, all modularity.
| GO036 | Global Orthopaedic Technology | Consensus Hip System | Femoral stem cemented polished CoCr tapered modular | 6 to 14 | 2080
| TB009 | Taylor Bryant Pty Ltd | Lyderic II Monotige Femoral Stem | HA - Titanium alloy - Cemented - Stainless steel | Sizes 6 - 11 | 1205
| TB067 | Taylor Bryant Pty Ltd | Groupe Lepine Total Hip Replacement | Lyderic II Modular Stem, Cemented | Size 6, 7, 9, 9, 10, 11 | 1205
| ZI023 | Zimmer | Zimmer Hip Systems Femoral Stem | Heritage - Cobalt Chrome | 11 - 17 | 2080
| ZI373 | Zimmer | MS-30 Hip prosthesis | Cemented Stem:MS-30 (Protek) - metal alloys | 6 to 16 | 1705
Group 2b - Cemented, polished, no pre-coat, tapered, short or standard length, all modularity.
| AD130 | Advanced Surgical Technologies | WMT Perfecta Hip System | Cemented CoCr | 10.5, 12, 13.5, 15, 16.5, 18mm width, 140 - 170 long | 2317
| AD318 | Advanced Surgical Technologies | Profemur XTR Femoral Stem | Femoral Stem, CoCr, Cemented, Polished | 0, 1, 2, 3, 4 | 2300
| BB240 | B Braun Australia Pty Ltd | BiContact cemented | Femoral stem | 8-18 | 1976
| BI066 | Biomet Australia Pty Ltd | Stanmore Total Hip System | Modular Femoral Stem - Standard and Straight, Chrome Cobalt | Size 1-5 | 1976
| BI696 | Biomet Australia Pty Ltd | Olympia Stem | Anatomic design CO CR femoral stem | L & R 6 sizes (1 to 6) | 2317
| BI925 | Biomet Australia Pty Ltd | Mallory Head Hip System | Femoral Stem, Cobalt Chrome, Polished | 7-19mm | 2317
| BI935 | Biomet Australia Pty Ltd | Generation 4 - Polished Hip System | Femoral Stem, Cobalt Chrome, Cemented | 9-17mm | 2000
| CR024 | Corin Australia Pty Ltd | Taper Fit Hip System | Double taper stainless steel total hip | sizes 1-4 | 1976
| CR025 | Corin Australia Pty Ltd | Cenator Stem | Femoral stem CoCr | Stems ex-narrow, narrow, std & large | 1976
| CR076 | Corin Australia Pty Ltd | Oxford Universal Hip System | Proximal femoral stem CoCr | Extra small to Large | 2433
| CR077 | Corin Australia Pty Ltd | Oxford Universal Hip System | Proximal femoral stem Cocr -HAP coated | Extra small to Large | 4368
| CR078 | Corin Australia Pty Ltd | Oxford Universal Hip Stem | Distal Femoral Stem Cocr Polished | 10mm-20mm diameter,120-250mm length | 2317
| DP546 | De Puy Australia | C- Stem | Standard or High Offset or CDH Ortron stems | Size 1-8 or size 2-5 or CDH | 2236
| FI019 | Finsbury Orthopaedics Australia Pty Ltd | Freeman Hip Stem | Cobalt Chrome, smooth, cemented | 165 lengths, diameter 10-12-14-16-18-20, offsets short 36mm and medium 40mm | 2433
| GM038 | Global Manufacturing Technology Pty Limited | Edinburgh Total Hip System (Hip Stem) | Femoral stem cemented CoCr | CDH to Size 4 Narrow: Size 1 to Size 4 Standard | 2317
| GO073 | Global Orthopaedic Technology | Consensus Hip System | Femoral stem cemented polished CoCr straight modular | 6 to 14 | 2080
| HW041 | Howmedica | Exeter Hip System | Stem: Standard - Orthinox | Stem Sizes 0-6, Offsets 35 - 5, 37 - 5, 44, 50mm | 2392
| MA463 | Mathys Orthopaedics Pty Ltd | twinSys | cemented stainless steel, polished surface, triple tapered femoral stem | 8 sizes in standard and lateral version (Size 9, 10, 11, 12, 13, 14, 15, 16) | 2228
| OH100 | Orthotech Pty Ltd | Lima Total Hip Replacement System | Friendly Stem Cemented Hip | 0, 1, 2, 3 | 2317
| OH199 | Orthotech Pty Ltd | Lima Accent Hip System | Total Hip Replacement | 1 -6 | 2317
| PL014 | Plus Orthopedics Australia Pty Ltd | PLUS Hip Joint Prostheses System | CPS-PLUS Stem | 1 to 5 | 1791
| SK196 | Stryker Australia Pty Ltd (2) | Exeter Hip System - ETS (endoprosthesis trauma stem) | Orthinox Stainless Steel Endoprosthesis | 40mm Offset body with monoblock head sizes 38mm, 40mm, 41mm, 42mm, 43mm, 44mm, 45mm, 46mm, 47mm, 48mm, 49mm, 50mm, 52mm, 54mm, 56mm | 1872
| SK320 | Stryker Australia Pty Ltd (2) | Exeter Cement in Cement Revision Stem | Stainless Steel, V40 trunnion, 125mm Length, 44mm Offset | 44mm Offset, 125mm Length | 4334
| SN268 | Smith & Nephew Surgical Pty Ltd | CPCS | Femoral Stem Polished Non Porous, Std and High Offset | 1 - 5 | 1546
| SN362 | Smith & Nephew Surgical Pty Ltd | Matrix: Modular Hip System | Femoral Stem Polished CoCr | 6L-14L | 1159
| ZI009 | Zimmer | Zimmer Hip Systems Femoral Stem | CPT Zimaloy - Co Cr | Sizes 1 - 5 | 2315
| ZI010 | Zimmer | Zimmer Hip Systems Femoral Stem | CPT Zimtron - Stainless Steel | Sizes 1 - 5 | 1525
| ZI494 | Zimmer | Zimmer Uni-Compartmental High Flex Knee | Femoral Component - Cobalt Chrome | Sizes A to G | 2162 | 2600 | 438
Group 3a - Cemented, unpolished, pre-coat, straight, short or standard length, all modularity.
| HW031 | Howmedica | Definition PM Femoral Component | Femoral Stem - Vitallium | Stem sizes 1 - 7 | 2080
Group 3b - Cemented, unpolished, pre-coat, tapered, short or standard length, all modularity.
| AD294 | Advanced Surgical Technologies | WMT Perfecta Hip System | Cemented CoCr | 10.5, 12, 13.5, 15, 16.5, 18mm width, 140 - 170 long | 2317
| DY167 | De Puy Australia | G2 Hip System | G2 Stem Cemented | 1 - 11L | 2080
| HW399 | Howmedica | Definition PM Femoral Component | Femoral Stem - Vitallium | Stem sizes 1 - 7 | 2080
| OH101 | Orthotech Pty Ltd | Lima Total Hip Replacement System | H-MOOS Cemented Hip | 1 - 5 | 2080
Group 4a - Cemented, polished and unpolished, long length, conventional.
| BI029 | Biomet Australia Pty Ltd | Scientific Hip Prostheses System | Femoral Component, Chrome Cobalt, Cemented | 6 sizes, 0-6 | 4160
| BI037 | Biomet Australia Pty Ltd | Rx90 Hip System | Revision Femoral Stem 200mm, Chrome Cobalt, Cemented | 13-19mm | 4160
| CR083 | Corin Australia Pty Ltd | Oxford Hip System | Distal Stem Revision | 300mm 60mm Split, Diameter 12-20mm | 2317
| DP013 | De Puy Australia | Wroblewski Resection Stem | Stainless steel | 200mm, 250mm | 3695
| DP175 | De Puy Australia | Charnley Hip System | Orton stems or Tumor or Revision or Other | 10" or 12" or 15" stem or Longstem 40 or EH40 or FL 40 or Resection, LG. NK 1& 2, or 1 & 2 EH, Longstem LG. NK 1 & 2 | 4108
| DP205 | De Puy Australia | Elite Modular Hip System | Stem Ortron | Custom size | 3848
| DP212 | De Puy Australia | Elite Modular Hip System | Elite Plus Stem Revision Ortron | 4-8 length 190 - 250mm or STD or Long Neck | 4108
| DP223 | De Puy Australia | Thackray Hip System | Acetabular Mesh Ortron 90 | One size only | 144
| DP550 | De Puy Australia | C- Stem | Revision Stem Ortron | Size 4-8 x 200-240 mm length | 3695
| EK081 | ESKA Australia | Adapter GHE Long Stem Cemented | Femoral Component CoCr | 180mm - 200mm - 240mm | 4000
| FI020 | Finsbury Orthopaedics Australia Pty Ltd | Freeman Hip Stem | Revision | Diameter 14-16/Short and Medium offset +50mm | 4160
| HW040 | Howmedica | Exeter Hip System | Long Stem - Orthinox | Stem Lengths 205 | 4160
| LO015 | Link Orthopaedic Australia | LINK Lubinus SP Hip Prosthesis | Stem | Left & right 01-5 | 2250
| PL015 | Plus Orthopedics Australia Pty Ltd | PLUS Hip Joint Prostheses System | CPS-PLUS Rev Stem | 1 to 5 | 3695
| SN274 | Smith & Nephew Surgical Pty Ltd | Echelon | Revision hip stem - Non Porous: Standard Collar | 12-16 175-225mm | 3695
| ST584 | Stryker Australia Pty Ltd | Osteonics omnifit cemented long stem | Long stem - coated, cobalt chrome | Stem sizes 5-11, stem length 200, 250 AND 300mm | 4160
| ZI301 | Zimmer | CPT Hip System | CPT hip stem - extra long | Sizes 1 - 4 | 3695
Group 4b - Cemented, calcar replacement, long length.
| BI051 | Biomet Australia Pty Ltd | Bi-Metric Hip System | Head Neck Revision Femoral Stem, Chrome Cobalt, Cemented | 9-15mm | 3664
| SN273 | Smith & Nephew Surgical Pty Ltd | Echelon/Spectron | Revision Hip Stem - Non-porous | 135mm - 235mm | 3664
| ZI024 | Zimmer | Zimmer Hip Systems Femoral Stem | VerSys Cemented Revision Stem-Modular Calcar Block | One size only | 572
| ZI025 | Zimmer | Zimmer Hip Systems Femoral Stem | VerSys CRC Cemented Revision Stem- Standard - Cobalt Chrome | 13 - 19 | 3664
Group 5a - Uncemented, Grit Blast, not HA, standard and short, no modularity.
| BB272 | B Braun Australia Pty Ltd | HuckStep Hip System | Titanium, plasma coated femoral stem, short and standard length | Short and Standard length | 5500
| BI932 | Biomet Australia Pty Ltd | PPF Hip System | Hip femoral stem std & Lat ti-6A1-4V | 00 thru 12 | 3385
| DP119 | De Puy Australia | Solution Implantable Hip System | Revision Standard & MMA 8 straight or bowed Porous coated | 6" size 10.5 - 22.5 | 3588
| FI021 | Finsbury Orthopaedics Australia Pty Ltd | Adept Hip System | Femoral Hip Stem, cementless, titanium | 12 standard sizes and 7 lateralised sizes | 3588
| LO107 | Link Orthopaedic Australia | Beta-Cone Cementless Hip Prosthesis | Cementless, HX coated, Titanium Stem | 9 Stem sizes 1-9 plus additional 9 stems with XL neck length. Total 18 sizes | 3120
| MA019 | Mathys Orthopaedics Pty Ltd | CBC Cementless Stem | Titanium femoral stem | 5-20mm | 3588
| MA427 | Mathys Orthopaedics Pty Ltd | CBH Stem | Cementless stem for hip arthroplasty | 00-12 | 3588
| OH227 | Orthotech Pty Ltd | Lima C2 Femoral Stem | Ti Femoral Stem | 1-8 | 3900
| PL008 | Plus Orthopedics Australia Pty Ltd | PLUS Hip Joint Prosthesis System | PLS cementless grit blasted titanium stem standard and offset | 01-16 | 3588 | 4466 | 878
| PL124 | Plus Orthopedics Australia Pty Ltd | Proxy Plus Cementless Hip | Grit Blasted Ti Alloy | 5-20 various offsets | 3450 | 3950 | 500
| PL138 | Plus Orthopedics Australia Pty Ltd | PLUS HIP JOINT PROSTHESES SYSTEM | SL PLUS GRIT BLASTED TITANIUM MIA STEM STANDARD AND LATERAL | 01-12 | 3450 | 4040 | 590
| SN262 | Smith & Nephew Surgical Pty Ltd | Bio-fit | Femoral Stem Collared | Collared size 1-6 | 3005
| SN360 | Smith & Nephew Surgical Pty Ltd | ITH | Femoral Stem Non Porous Titanium Alloy | STCOL L120mm- 200mm Stnd L120mm-200mm | 895
| SN842 | Smith & Nephew Surgical Pty Ltd | Platform Hip Stem | Titanium grit blasted stem | 0-12 | 3450
| ZI338 | Zimmer | Natural Hip System | Femoral Stem Porous, Titanium | 140 - 160mm | 3588
| ZI376 | Zimmer | Cone Hip prosthesis | Uncemented Stems - Cone - Ti alloy | 13 to 24mm | 3520
| ZI377 | Zimmer | Wagner Revision Hip Prosthesis | Uncemented Stem Wagner Revision - Ti alloy | 190/14 to 385/25 | 5720
| ZI397 | Zimmer | Variall Screw Cup System | Variall Stem - Ti alloy | sizes 0 to 11, | 3354
| ZI462 | Zimmer | Alloclassic Hip Stem | High Offset, Ti alloy, Short Cone, Slender Neck | 1 - 14 | 4202
| ZI463 | Zimmer | Alloclassic Hip Stem | Zweymuller, Ti alloy, Short Cone, Slender Neck | 01, 0, 1, 10-13 | 4202
| ZI468 | Zimmer | CLS Cementless Hip | Varus Stem, Ti alloy | 5 - 20 | 4202
Group 5b - Uncemented, Grit Blast, HA, Standard and short, no modularity.
| AD128 | Advanced Surgical Technologies | WMT Perfecta Hip System | Porous titanium | 10.5, 12, 12.7, 13.5, 14.2, 15, 16.5, 18mm width, 140 - 175 long | 4056
| BB239 | B Braun Australia Pty Ltd | BiContact Cementless | Femoral stem | 8-21 | 3120
| BI046 | Biomet Australia Pty Ltd | Biogroove Femoral Component | Femoral Stem, Titanium, Cementless | 7-14mm | 4212
| DP943 | De Puy Australia | Corail Hip System | Titanium Stem collar or collarless or Coxa Vara or High offset | Size K9 to K20 or in lengths 130-190mm | 4420
| DY161 | De Puy Australia | Unirom Total Hip System Femoral Stem | Stem Taper 11/13 | 11-17 mm or 16B sml to 22F XXL | 5338
| FI018 | Finsbury Orthopaedics Australia Pty Ltd | Freeman Hip Stem | Cobalt Chrome, ridged HA coated, cementless | 165 lengths, diameter 10-12-14-16-18-20, offsets short 36mm and medium 40mm | 4576
| LO111 | Link Orthopaedic Australia | Beta-Cone Cementless Hip Prosthesis | Cementless, Hx coated, Titanium Stem | 9 Stem sizes 1-9 plus additional 9 stems with XL neck length. Total 18 Sizes | 3120
| MA462 | Mathys Orthopaedics Pty Ltd | twinSys | uncemented Ti6A1V, corundum blasted, HA coating, plasma sprayed, triple tapered femoral stem | 8 sizes in standard and lateral version (Size 9, 10, 11, 12, 13, 14, 15, 16) | 4400
| PL115 | Plus Orthopedics Australia Pty Ltd | PLUS Hip Joint Prostheses System | SBG Femoral Stem HA | 1 | 4605
| PL132 | Plus Orthopedics Australia Pty Ltd | POLARSTEM FEMORAL STEM SYSTEM | CEMENTLESS GRIT BLASTED WITH HA STEM STANDARD AND LATERAL 10/12 TAPER AND 12/14 TAPER | 0-8 | 4100
| SN259 | Smith & Nephew Surgical Pty Ltd | Axis | Femoral HA Stem Titanium Alloy | 120 - 200mm | 3976
| SN306 | Smith & Nephew Surgical Pty Ltd | Synergy | Femoral stem: HA coated Titanium Alloy, Std and High Offset | 9-20 | 4212
| ST573 | Stryker Australia Pty Ltd | Omnifit hip stem | OMNIFIT - HA titanium - HA coated | Stem sizes 4-14 | 4212
| ZI520 | Zimmer | Alloclassic Zweymuller Hip Stem HA Coated | Ti Alloy, Short Cone, Slender Neck, HA Coated | 1 - 12 | 4400
Group 5c - Uncemented, beaded, not HA, short and standard lengths, no modularity.
| DY474 | De Puy Australia | Solution Implantable Hip System | Revision Standard & MMA 8 straight or bowed Porous coated | 6" size 10.5 - 22.5 | 3588
| SN270 | Smith & Nephew Surgical Pty Ltd | Echelon | Femoral Stem Porous Co Cr, Std and High Offset | 9 - 19 | 3368
| SN305 | Smith & Nephew Surgical Pty Ltd | Synergy/Anthem | Femoral stem Porous Titanium Alloy, Std and High Offset | 9-20 | 4435
| SN366 | Smith & Nephew Surgical Pty Ltd | Matrix: Modular Hip System | Stem: Opti-fix plus Titanium Alloy | 8S - 16L | 3368
| ZI022 | Zimmer | Zimmer Hip Systems Femoral Stem | VerSys Beaded Fullcoat - Cobalt Chrome, Short & Standard | 11 - 20 | 4435
Group 5d - Uncemented, beaded, HA, short and standard lengths, no modularity.
| DP561 | De Puy Australia | IPS HIP Titanium Femoral Hip System | Titanium IPS Stem Left and Right | Size 1 to 7 | 5338
| DY134 | De Puy Australia | Summit Hip System | Summit Femoral Stem DUOFIX Coated, Standard or High Offset | Size 1-10 | 5338
| DY423 | De Puy Australia | Proxima Hip System | Standard Offset Left/Right | Size 1 to 8 | 5338
| DY424 | De Puy Australia | Proxima Hip System | High Offset Left/Right | Size 1 to 8 | 5338
| DY483 | De Puy Australia | Unirom Total Hip System Femoral Stem | Stem Taper 11/13 | 11-17 mm or 16B sml to 22F XXL | 5338
| HW051 | Howmedica | Meridian ST Stem | ST Stem - Vitallium/Porous coated | Stem size 0 to 9 | 5200
| HW053 | Howmedica | Meridian PA Hip | PA Stem - Vitallium/Periapatite coated | Stem size 0 to 9 | 5200
| HW054 | Howmedica | Citation Hip | AT Stem - Vitallium/Porous coated | Stem sizes 0 - 8 Left & Right | 5200
| SN003 | Smith & Nephew Surgical Pty Ltd | Hydroxylapatite coated Primary Femoral Stems | Image Hip Stem, Titanium, left and right | Sizes 9 - 18 | 4465
| SN303 | Smith & Nephew Surgical Pty Ltd | Synergy | Femoral Stem HA Coated Porous Titanium Alloy, Std and High offset | 9 - 18 | 5338
| SN678 | Smith & Nephew Surgical Pty Ltd | Echelon with HA | Cobalt Chromium with Hyrdoxyapetite Coating | 11-20 | 5338
| SN751 | Smith & Nephew Surgical Pty Ltd | Synergy | Shortened Synergy Stem | 1-18 | 4689
| SN825 | Smith & Nephew Surgical Pty Ltd | Mid Head Resection Stem | HA Porous Stem | 1-19 | 5133
| SN843 | Smith & Nephew Surgical Pty Ltd | Anthology Hip System | HA Coated Porous Tapered titanium stem | 0-20 | 5133
Group 5e - Uncemented, mesh, not HA, short and standard lengths, no modularity.
| ZI006 | Zimmer | Mayo Hip | Titanium | Small, medium, large and extra large. | 4778
| ZI016 | Zimmer | Zimmer Hip Systems Femoral Stem | VerSys Fiber metal - Titanium | 9 - 18 | 4778
Group 5f - Uncemented, mesh, HA, short and standard lengths, no modularity.
| ZI014 | Zimmer | Zimmer Hip Systems Femoral Stem | Epoch - Titanium | 14 - 18 mm | 5096
| ZI017 | Zimmer | Zimmer Hip Systems Femoral Stem | VerSys Fiber metal HA/TCP - Titanium | 9 - 18 | 5096
Group 5g - Uncemented, plasma, not HA, short and standard lengths, no modularity.
| BI027 | Biomet Australia Pty Ltd | Asian Hip System | Femoral Stem, Chrome Cobalt, Cemented | 7-13mm | 4680
| BI034 | Biomet Australia Pty Ltd | Osteocap RS Hip System | Femoral Stem, Titanium, Cementless | 9-17mm | 4680
| BI040 | Biomet Australia Pty Ltd | Integral Hip System | Titanium Alloy, Cementless, Porus Stem, 3 variations: Standard, Laterised or reduced profile | Length from 125mm to 175mm, 9-19mm | 4680
| BI041 | Biomet Australia Pty Ltd | Integral Hip System | Titanium Alloy, Cementless, Porus Stem, 3 variations: Standard, Laterised or reduced profile | Length from 180mm to 225mm, 9-20mm | 4680
| BI048 | Biomet Australia Pty Ltd | Balance Hip System | Femoral Stem and Head, Cementless, | 7 - 18mm | 4680
| BI049 | Biomet Australia Pty Ltd | Bi-Metric Hip System | Porous Stem, Titanium, Cementless | 7-17mm | 4680
| BI074 | Biomet Australia Pty Ltd | Biomet Taperloc Hip System | Primary Femoral Stem, Titanium, Uncemented | 7.5mm - 22.5mm | 4680
| BI139 | Biomet Australia Pty Ltd | Mallory Head Hip System | Femoral Stem, Primary, Titanium | 7-19mm x 135 -180mm | 4680
| PL137 | Plus Orthopedics Australia Pty Ltd | POLARSTEM FEMORAL STEM SYSTEM | CEMENTLESS WITH TITANIUM COATING STANDARD AND LATERAL 10/12 TAPER AND 12/14 TAPER | 0-8 | 4500
| SR027 | Stryker Australia Pty Ltd (3) | Accolade HFx | CoCr Fracture Stem | Stem sizes 1-8, 127 degree neck | 4000
| ZI296 | Zimmer | VerSys Hip System Femoral Stems | Anatomic II stem | Sizes 9 - 19 | 4680
| ZI302 | Zimmer | VerSys Hip System Femoral Stems | Minimally invasive hip stem | Sizes 9 - 19 | 4680
| ZI327 | Zimmer | M/L Taper Femoral Stem | Cobalt/Chrome, beaded tapered stem | 9mm - 18mm in 1mm increments, 10 sizes in all | 4680
Group 5h - Uncemented, plasma, HA, short and standard lengths, no modularity.
| BB274 | B Braun Australia Pty Ltd | Excia Hip System | Cementless pourous titanium, calcium phosphate bioactive coating | 8mm-18mm | 4500
| BI075 | Biomet Australia Pty Ltd | Biomet Taperloc Hip System | Femoral Stem, HA, Titanium, Uncemented | 7.5mm - 22.5mm | 5044
| BI100 | Biomet Australia Pty Ltd | Bi Hapro Hip System | Femoral Stem, Uncemented, Cobalt Chrome | Size 1 to 8 | 5044
| BI141 | Biomet Australia Pty Ltd | Mallory Head Hip System | Femoral Stem, Primary, HAP Coated, Titanium | 7-19mm | 5044
| BI779 | Biomet Australia Pty Ltd | CDH Hip System | Femoral Stem, porous coated, Ti | 8-12 mm Diameter | 5044
| CR068 | Corin Australia Pty Ltd | Alpha Cera Fit Hip (Stem) Prostheses 12-14 Taper | Titanium Alloy with Titanium Plasma & Bonit Coating in the Proximal Area | 8mm - 22mm Diameters; 128mm - 176mm Lengths; Standard and Proximally Modified | 3744
| CR086 | Corin Australia Pty Ltd | Tri-Fit Hip | Titanium stem proximally coated with titanium plasma spray and Hydroxyapartite | 5-20mm | 3744
| CR089 | Corin Australia Pty Ltd | Alpha Fit Stem | Collared and Collarless Stem with 3 offsets at 43mm, 47mm,& 49mm, Bicoated | 9.5mm, 11mm, 12.5mm, 14mm, 15.5mm, 17mm | 4139
| CR092 | Corin Australia Pty Ltd | Tri Fit Stem (New Sizes) | Ti stem with hydroxyapatite on Ti porous coating | 5mm | 3600
| HW024 | Howmedica | ABG11 Hip Stem Prosthesis(Various) | ABG ll Femoral Stem - HA coated/Titanium | Stem sizes 1 - 8 Left, 1 - 8 Right | 4576
| HW055 | Howmedica | Citation Hip | TMZF - HA Stem - Titanium/HA coated | Stem sizes 0 - 8 Left & Right | 5044
| OH228 | Orthotech Pty Ltd | FH Thira Femoral Stem | Ti & HA Femoral Stem | 1-10 | 3900
| OH232 | Orthotech Pty Ltd | Exactech Femoral Stem | Novation Hip System | 9-18 | 4850 | 5000 | 150
| PL009 | Plus Orthopedics Australia Pty Ltd | PLUS Hip Joint Prostheses System | SL PLUS Ti/Ha Stem | 1 to 12 | 4860
| PL125 | Plus Orthopedics Australia Pty Ltd | Proxy Plus Cementless Hip | Ti Alloy / HA / Vacuum Ti Plasma Spray | 5-20 various offsets | 4850
| PL133 | Plus Orthopedics Australia Pty Ltd | POLARSTEM FEMORAL STEM SYSTEM | CEMENTLESS WITH TITANIUM COATING HA STEM STANDARD AND LATERAL 10/12 TAPER AND 12/14 TAPER | 0-8 | 4800
| PL139 | Plus Orthopedics Australia Pty Ltd | PLUS HIP JOINT PROSTHESES SYSTEM | SL PLUS TITANIUM TVPS/HA MIA STEM STANDARD AND LATERAL | 01-12 | 4800
| ST574 | Stryker Australia Pty Ltd | secur-fit HA Max hip stem | SECUR-FIT femoral stem, titanium HA coated | Stem sizes 4-14 in 127 and 132 degree neck angles | 5044
| ST575 | Stryker Australia Pty Ltd | Osteonics hip prostheses | ACCOLADE STEM titanium - HA coated 127 & 132 degree offset | Stems sizes 0, 1, 2, 2.5,3, 3.5, 4, 4.5, 5, 5.5, 6, 7, 8 | 5044
| SU197 | Surgical House | Furlong Active Femoral Stem | Straight, primary femoral stem. Vacuum plasma sprayed H-AC coating over titanium base metal. | 9, 10, 11, 12,14, 16mm | 4664
| ZI492 | Zimmer | Trabecular Metal Femoral Stem | Trabecular metal (fully porous tantalum) coated tapered femoral stem | Sizes 9 to 18 with standard and extended offsets | 5044
| ZI493 | Zimmer | M/L Taper HA/TCP Coated Stem | Plasma sprayed titanium femoral stem | Sizes 5 to 22 with standard and extended offsets | 5044
| ZI495 | Zimmer | Zimmer Anatomic II with HA/TCP | Anatomic titanium stem with HA coating | Sizes 1 - 12, left and right | 5044
Group 5l - Uncemented, other, HA, short and standard lengths, no modularity.
| MA424 | Mathys Orthopaedics Pty Ltd | GSS-CO | Cementless stem for hip arthroplasty | Sizes 1-7; Length 145-200mm | 1520
| ZI365 | Zimmer | Natural Hip System | Femoral Stem CSTi / HA / Ti alloy, high offset | 00 to 7 | 4708
Group 6a - Uncemented, Grit Blast, not HA, standard and short, modularity.
| AD124 | Advanced Surgical Technologies | Infinity Modular Hip System | Trochanteric module titanium HA and porous coated | A, B, C, D, E, F | 2777
| AD232 | Advanced Surgical Technologies | Profemur Total Hip System | Titanium E Stem - without HA Plasma Spray | 1 Standard - 9 Standard | 3120
| AD238 | Advanced Surgical Technologies | Profemur Total Hip System | Profemur Z, Titanium Tapered Femoral Stem | Standard Length Sizes 1 - 9 | 3120
| DP277 | De Puy Australia | Stability Hip System | Stem HA or Porocoat Coated | Sm, Lge, XLge size 10A - 18B | 5200
| DP981 | De Puy Australia | SROM Total Hip System (Titanium) | ZT/HA | Small / Large /XX Large size 14B-24F | 2860
| DP982 | De Puy Australia | SROM Total Hip System (Titanium) | ZTT Cone | Small / Large / XX large size 14B-24F | 2860
| GM042 | Global Manufacturing Technology Pty Limited | BioBall - Femoral modular head system | Femoral neck, 12/14 standard, 12/14 7.5 offset, 14/16 standard | small to 5 XL, M to 5 XL, M to 5 XL | 3328
| GM107 | Global Manufacturing Technology Pty Limited | Apex Global Modular Hip System | Neck Ti (Salvage) | 8-10 taper, 9-11 taper, 12-14 taper, V40 taper, 353 taper | 3000
| LO020 | Link Orthopaedic Australia | Waldemar Link MP Reconstruction Hip Prosthesis | Neck Segment Assembly | 35-65mm IN 126 & 135 degrees | 3120
| LO021 | Link Orthopaedic Australia | Waldemar Link MP Reconstruction Hip Prosthesis | Stem | 14 - 25mm x 210, 250, 290 & 330mm; 12 x 160, 180, 210, 250 - MP; 14 x 160, 180 -MP; 16 x 160, 180 - MP; 18 x 160, 180 - MP; 20 x 160, 180 - MP; 22.5 x 160, 180 -MP; 25 x 160, 180 - MP | 3120
| LO024 | Link Orthopaedic Australia | Fixation Screw with Locking Bolt | - | 38 & 58 mm | 463
| LO025 | Link Orthopaedic Australia | Prostheses, Femoral Head | - | 35-65mm IN 126 & 135 degrees | 2860
| LO026 | Link Orthopaedic Australia | Proximal Spacer Rings | - | 10mm - 40mm | 416
| OH106 | Orthotech Pty Ltd | Lima Total Hip Replacement System | Modular Revision Hip Titanium Stem (Uncemented) | 14, 16, 18, 20, 22, 24 | 5200
| OH107 | Orthotech Pty Ltd | Lima Total Hip Replacement System | Revision Titanium Neck with Locking Screw | 50 - 110mm | 3120
| OH201 | Orthotech Pty Ltd | Lima Modulus Hip System | Modular Total Hip Replacement, Titanium | Femoral Stem 16mm - 26mm | 3120
| ST001 | Stryker Australia Pty Ltd | Restoration T3 Revision Hip System - Proximal Sleeve | Titanium Alloy | S,M,L | 2460
| ZI379 | Zimmer | PFM Hip series | Uncemented Stems, PFM Revision (Distal Section) - Ti alloy | 140 to 260 x 14 to 24 | 3657 | 4873 | 1216
Group 6b - Uncemented, Grit Blast, HA, Standard and short, modularity.
| AD121 | Advanced Surgical Technologies | Infinity Modular Hip System | Distal stem titanium | 11 - 22mm in 1mm increments, 135 - 175mm long | 1680
| AD237 | Advanced Surgical Technologies | Profemur Total Hip System | Anca-fit Femoral Stem with 1/3 proximal HA Plasma Spray | 9.5, 11, 12, 13, 14, 15, 16, 17.5, left and right | 3546
| AD291 | Advanced Surgical Technologies | Infinity Modular Hip System | Trochanteric module titanium HA and porous coated | A, B, C, D, E, F | 2777
| AD292 | Advanced Surgical Technologies | Infinity Modular Hip System | Trochanteric module titanium | A, B, C, D, E, F | 2777
| AD319 | Advanced Surgical Technologies | Profemur Total Hip System | Revision Hip Proximal Body Extension Piece, Titanium | Sm - Lg L26 x D19mm, D21mm & D23mm; Sm - Lg L52 x D21mm; ExSM L26 x D19mm | 1615
| DP983 | De Puy Australia | SROM Total Hip System (Titanium) | ZTT | OS/ Under Size SM-XXLG size 14B-24F | 2860
| DP984 | De Puy Australia | SROM Total Hip System (Titanium) | Standard NK30 or 36 or 42 or 21CR or 11/13 or 12/14 Taper | 14 x 9 x 130mm to 24 x 19 x 175mm | 4605
| DY493 | De Puy Australia | Stability Hip System | Stem HA or Porocoat Coated | Sm, Lge, XLge size 10A - 18B | 5200
| DY501 | De Puy Australia | SROM Total Hip System (Titanium) | ZT/HA | Small / Large /XX Large size 14B-24F | 2860
| EK014 | ESKA Australia | Adapter Hip System Cementless | HA coating, porous femoral stem and dual cone | Femoral stem 1-7, Dual cone 0 degrees to 20 degrees, lateral | 4368
| GM090 | Global Manufacturing Technology Pty Limited | Apex Global Modular Hip System | Femoral Stem Porous / HA Coated Modular Ti, standard and short lengths | Size 0 to size 9mm | 4428
| LO034 | Link Orthopaedic Australia | CFP Hip Stem | A, B, left and right; titanium/ HA | Extra small to Extra Large | 5384
| LO133 | Link Orthopaedic Australia | Waldemar Link MP Reconstruction Hip Prosthesis | Neck Segment Assembly | 35-65mm IN 126 & 135 degrees | 458
| LO136 | Link Orthopaedic Australia | Waldemar Link MP Reconstruction Hip Prosthesis | Stem | 14 - 25mm x 210, 250, 290 & 330mm; 12 x 160, 180, 210, 250 - MP; 14 x 160, 180 -MP; 16 x 160, 180 - MP; 18 x 160, 180 - MP; 20 x 160, 180 - MP; 22.5 x 160, 180 -MP; 25 x 160, 180 - MP | 4160
| LO139 | Link Orthopaedic Australia | Fixation Screw with Locking Bolt | - | 38 & 58 mm | 463
| LO142 | Link Orthopaedic Australia | Prostheses, Femoral Head | - | 35-65mm IN 126 & 135 degrees | 2860
| LO143 | Link Orthopaedic Australia | Proximal Spacer Rings | - | 10mm - 40mm | 416
| OH097 | Orthotech Pty Ltd | Lima Total Hip Replacement System | F2L Multineck Femoral Stem Uncemented HAC & Porous Coating | 1 - 6 | 4605
| OH098 | Orthotech Pty Ltd | Lima Total Hip Replacement System | F2L Modular Neck - Titanium | Short & Long (Straight & Angled) | 1227
| PD002 | Portland Orthopaedics (Aust) Pty Ltd | Margron DTC Hip Replacement | Cobalt chrome Margron Oncology/Revision Module | YY6, YY7, ZZ6, ZZ7, Dia 17mm-29mm | 4504
| PD004 | Portland Orthopaedics (Aust) Pty Ltd | Margron DTC Hip Replacement | Femoral Stem CoCr HA | Product Size Range: Y+0-Y+2, Z+0-Z+2, 1+0-1+2, 2+0-2+2, 3+0-3+2, 4+0-4+2, 5+0-5+2, 6+0-6+2, 7+0-7+2 Length: 92.5-150mm, Diameter: Y:8.0mmx17.0mm, Z:9.0mmx19.0mm, 1:10.0mmx21.0mm, 2:11.5mmx23.0mm, 3:13.0mmx25.0mm, 4:13.5mmx27.0mm, 5:14.0mmx29.0mm, 6:14.0mm | 2777
| PD009 | Portland Orthopaedics (Aust) Pty Ltd | Margron DTC Hip Replacement | Cobalt Chrome, Revision Modular, HA Coated, Double Threaded Cone Stem | Y+1, Y+2, Y+3, Y+4, Y+5, Z+1, Z+2, Z+3, Z+4, Z+5 Diameter 17mm - 19mm in 2mm increments | 5663
| ZI490 | Zimmer | Revitan Modular Proximal Body | Grit Blasted Titanium Proximal Body for Modular Revision Stem | 55, 65, 75, 85, 95 and 105mm heights | 4368
Group 6c - Uncemented, beaded, not HA, short and standard lengths, modularity.
| AD293 | Advanced Surgical Technologies | WMT Perfecta Hip System | Porous titanium Non HA | 10.5, 12, 12.7, 13.5, 14.2, 15, 16.5, 18mm width, 140 - 175 long | 4056
Group 6d - Uncemented, beaded, HA, short and standard lengths, modularity.
| SN819 | Smith & Nephew Surgical Pty Ltd | Emperion Revision Hip | Proximal Modular Cone Standard | 0, 1, 2, 3, 4 | 3818
| SN820 | Smith & Nephew Surgical Pty Ltd | Emperion Revision Hip | Proximal Modular Cone Long | 0, 1, 2, 3, 4 | 3818
Group 6g - Uncemented, plasma, not HA, short and standard lengths, modularity.
| BI081 | Biomet Australia Pty Ltd | Impact Modular Total Hip System | Femoral Segment, Diaphyseal, Standard. Titanium | 10-15mm Diameter | 2288
| BI082 | Biomet Australia Pty Ltd | Impact Modular Total Hip System | Femoral Segment, Metaphyseal. Titanium | Size 1-6 x Small/Medium | 4680
| BI087 | Biomet Australia Pty Ltd | Impact Modular Total Hip System | Femoral Segment, Metaphyseal, Uncemented , Titanium | Size 3-6, Small/Medium | 4680
| BI126 | Biomet Australia Pty Ltd | Modular Calcar Mallory Head Revision Hip System | Femoral Component, Proximal. Titanium | 34, 45, 55 resection levels x size a,b,c,d,e | 7800
| OH060 | Orthotech Pty Ltd | Exactech Total Hip System | Modular Titanium Revision Hip - Metaphyseal Segment | 21 - 23mm, S, M, L, XL | 2288
| OH119 | Orthotech Pty Ltd | Exactech Total Hip System | Modular Titanium Revision Hip - Metaphyseal Segment | 25-27mm, S, M, L, XL | 2288
| OH120 | Orthotech Pty Ltd | Exactech Total Hip System | Modular Titanium Revision Hip - Metaphyseal Segment | 29-31mm, S, M, L, XL | 2288
| PD021 | Portland Orthopaedics (Aust) Pty Ltd | M-COR Modular Hip System | M-COR Uncemented Femoral Stem, Ti6AI4V | 29-9Z to 47-17A | 2400
| PD022 | Portland Orthopaedics (Aust) Pty Ltd | M-COR Modular Hip System | M-COR Uncemented Femoral Neck, Ti6AI4V | 31Z to 51A | 1500
Group 6h - Uncemented, plasma, HA, short and standard lengths, modularity.
| AD234 | Advanced Surgical Technologies | Profemur Total Hip System | Titanium uncemented proximal body - HA Plasma sprayed | X-Small, Small, Standard 1, Standard 2, Standard 3, Standard 4, Large | 3411
| AD278 | Advanced Surgical Technologies | Profemur Total Hip System | Titanium Tapered Stem - HA Plasma Spray | Sizes 9 to 18 in 1 mm increments | 4605
| AD279 | Advanced Surgical Technologies | Profemur Total Hip System | Titanium Stem with HA Plasma Spray | Size 11 with Fixed Neck Standard Offset and High Offset, Standard and Plus Flare. Size 12 to 17 - Standard flare and Plus Flare. Size 18 - Standard Flare only | 4605
| BI089 | Biomet Australia Pty Ltd | Hap Impact Stem (Various) | Femoral Segment, Metaphyseal, HAP Coated, Uncemented, Titanium | Size 3-6, Small/Medium | 4992
| BI128 | Biomet Australia Pty Ltd | Modular Calcar Mallory Head Revision Hip System | Femoral Component, Proximal, Revision, HAP Coated. Titanium | 34, 45, 55 resection levels x size a,b,c,d,e | 4992
| BI837 | Biomet Australia Pty Ltd | Reach Revision Hip System | Modular Reach Proximal Body - Collared/Collarless, CrCo, Ti, HA Coated | Proximal Body #1 - 6 | 4992
| GM091 | Global Manufacturing Technology Pty Limited | Apex Global Modular Hip System | Neck Ti | 25mm - 35mm to 35mm - 50mm | 3200
| GO011 | Global Orthopaedic Technology | UniSyn Hip System | a) Stem fluted straight, b) Stem porous plasma sprayed straight, c) Stem porous plasma sprayed bowed, d) Stem fluted tapered | a) 10 x 130 to 20 x 170mm, b) 14-20 x 140-170mm, c) 14-18 x 140-160mm, d) 10-20 x 130-170mm | 3328
| GO014 | Global Orthopaedic Technology | UniSyn Hip System | a) Neck standard Ti, b) Body standard plasma sprayed Ti, c) Body standard Ti HA coated, d) Body cone Ti plasma sprayed, | a) 30-36 x 34-46mm, b) 22-30 x 22-34mm, c) 22-30 x 22-34mm, d) 22-30mm | 2652
| GO015 | Global Orthopaedic Technology | UniSyn Hip System | Uncemented, Neck Calcar replacement | 36 - 55 x 34 - 46mm | 3328
| GO016 | Global Orthopaedic Technology | UniSyn Hip System | Uncemented Body Ti plasma HA coated, standard lengths, modular | 22 -38mm | 3328
| GO017 | Global Orthopaedic Technology | UniSyn Hip System | Uncemented Calcar body, Ti, HA coated | 22 - 30mm | 3328
| GO018 | Global Orthopaedic Technology | UniSyn Hip System | Uncemented Calcar Body, Ti, Plasma, HA coated | 22-30mm | 3328
| GO033 | Global Orthopaedic Technology | UniSyn Hip System | Neck non-standard Ti | 24-55mm x 38-50mm | 3328
| GO034 | Global Orthopaedic Technology | UniSyn Hip System | Stem/Body/Monoblock Porous/HA Fluted Ti | 0 to 6 | 4160
| GO037 | Global Orthopaedic Technology | Consensus Hip System | Femoral Stem Porous/HA Coated short and standard lengths modular | 1 to 5 | 4160
| OH160 | Orthotech Pty Ltd | ESOP HA | Esop Femoral Stem Metaphyseal Ti/HA | Left and Right Size 5-20 | 2652
| TB069 | Taylor Bryant Pty Ltd | Groupe Lepine Total Hip Replacement | MBA Stem | 1 - 8 | 1774
| TB183 | Taylor Bryant Pty Ltd | Lyderic II HA Modular Stem | Forged titanium alloy, double layer coating | Size 6-11 | 2288
Group 6i - Uncemented, unpolished and polished, not HA, short and standard lengths, modularity.
| AD236 | Advanced Surgical Technologies | Profemur Total Hip System | Titanium Femoral Necks | Length 27 - 38.5mm; Neutral to Ante/Retro - Varus Valgus 2 | 1118
| OH059 | Orthotech Pty Ltd | Exactech Total Hip System | Modular Titanium Revision Hip - Stem | 11 - 21mm x 135-165mm | 3640
| OH061 | Orthotech Pty Ltd | Exactech Total Hip System | Modular Titanium Revision Hip - Neck Segment | 32 - 49mm, -5 - +30mm | 2288
| OH116 | Orthotech Pty Ltd | Exactech Total Hip System | Modular Titanium Revision Hip - Stem | 11-21mm x 200mm | 3640
| PD005 | Portland Orthopaedics (Aust) Pty Ltd | Margron DTC Hip Replacement | Neck Module CoCr | X, Y Offset 31mm Vert Height 22mm | 3034
| PD012 | Portland Orthopaedics (Aust) Pty Ltd | Margron DTC Hip Replacement | Neck Module CoCr | AZ, A, B, C, BA, CA, CB, B+4, C+6, CB+6 Offset-35mm-52mm Vert Height 25mm-35mm | 3034
Group 6j - Uncemented, unpolished and polished, HA, short and standard lengths, modularity.
| OH161 | Orthotech Pty Ltd | ESOP HA | ESOP Femoral Stem Diaphyseal Ti | Size 9-15 | 1482
Group 6k - Uncemented, other, not HA, short and standard lengths, modularity.
| BI015 | Biomet Australia Pty Ltd | Reach Revision Hip System | Modular Reach Proximal Body - Collared/Collarless; Titanium, Chrome Cobalt | Proximal Body #1-6 | 4888
| EK023 | ESKA Australia | Type A Cementless Cut Prosthesis | HA coating, femoral stem and dual cone | Femoral stems - 80mm-110mm, Dual Cone - 10degrees-20degrees | 4888
| OH121 | Orthotech Pty Ltd | Exactech Total Hip System | Modular Titanium Revision Hip - Metaphyseal Segment - Calcar | 21-31mm | 2600
Group 7a - Uncemented, Grit Blast, not HA, long length, no modularity.
| BB273 | B Braun Australia Pty Ltd | HuckStep Hip System | Titanium, plasma coated femoral stem | Long length | 5500
| BI097 | Biomet Australia Pty Ltd | Kent Hip System | Femoral Component, Titanium | Narrow, Std. Size 6 - 16 hole | 9880
| BI778 | Biomet Australia Pty Ltd | PLR Splined Revision Stem | Splined Straight Stem, Ti | 14-24mm x 270mm | 5720
| MA428 | Mathys Orthopaedics Pty Ltd | CBK Revision Stem | Uncemented revision stem for hip arthroplasty | Dia 14mm-25mm; Lengths 225, 265, 305mm | 2113
| PL010 | Plus Orthopedics Australia Pty Ltd | PLUS Hip Joint Prostheses System | Revision SLR-PLUS Ti Stem | 1 to 12 | 5408
Group 7b - Uncemented, Grit Blast, HA, long length, no modularity.
| DY132 | De Puy Australia | Corail Hip System | Kar Femoral Stem | Size 12 - 20 | 5512
Group 7c - Uncemented, beaded, not HA, long length, no modularity.
| SN272 | Smith & Nephew Surgical Pty Ltd | Echelon | Revision Hip Stem - Porous, Standard Collar | Sizes 11 - 22 | 4888
| ZI497 | Zimmer | Zimmer Hip Systems Femoral Stem | VerSys Beaded Fullcoat - Cobalt Chrome, Long | 11 - 20 | 4778
Group 7d - Uncemented, beaded, HA, long length, no modularity.
| DP562 | De Puy Australia | IPS HIP Titanium Femoral Hip System | Revision IPS Stem Titanium | Size 12 - 20 | 6166
Group 7g - Uncemented, plasma, not HA, long length, no modularity.
| BI052 | Biomet Australia Pty Ltd | Bi-Metric Hip System | Revision 200 Stem, Titanium, Cemented | 9-17mm | 6240
| BI053 | Biomet Australia Pty Ltd | Bi-Metric Hip System | Revision 250 Stem, Titanium, Cemented | 9-17mm | 6448
| BI054 | Biomet Australia Pty Ltd | Bi-Metric Hip System | Revision 300mm Femoral Stem, Titanium, Cemented | 9-17mm | 6656
| BI135 | Biomet Australia Pty Ltd | Mallory Head Hip System | Femoral Stem, Revision, Titanium | 250mm, size 7 to 19mm | 6344
| BI137 | Biomet Australia Pty Ltd | Mallory Head Hip System | Femoral Stem, Revision, Titanium | 300mm, size 7 to 19mm | 6448
| BI692 | Biomet Australia Pty Ltd | Reach Revision Hip System | Titanium porous coated bowed stem | Sizes 13 - 19 (L&R) by 200mm Length | 4576
| BI693 | Biomet Australia Pty Ltd | Reach Revision Hip System | Titanium porous coated bowed stem | Sizes 13 - 19 (L&R) by 250mm Length | 4680
| BI694 | Biomet Australia Pty Ltd | Reach Revision Hip System | Titanium porous coated straight stem | Sizes 13 - 19 by 200mm Length | 4576
Group 7h - Uncemented, plasma, HA, long length, no modularity.
| PL011 | Plus Orthopedics Australia Pty Ltd | PLUS Hip Joint Prostheses System | Revision SLR-PLUS Stem | 3 to 11 | 5304
| ST541 | Stryker Australia Pty Ltd | Secur-Fit Plus max hip system | Secur-Fit Plus femoral stem titanium - HA coated | Stem sizes 7-14 | 5200
| ST587 | Stryker Australia Pty Ltd | Osteonics hip prostheses | Restoration stem - 155mm titanium - HA coated | 155mm length - stem sizes 7-12 | 5304
| ST588 | Stryker Australia Pty Ltd | Osteonics hip prostheses | Restoration stem - 205mm titanium - HA coated | 205mm length - stem sizes 8-12 | 6136
| ST591 | Stryker Australia Pty Ltd | Osteonics hip prostheses | Restoration HA long stem titanium - HA coated anatomic (left & right) | 255mm length - stem sizes 8 - 14, left & right | 6448
Group 8a - Uncemented, Grit Blast, not HA, long length, modularity.
| AD230 | Advanced Surgical Technologies | Profemur Total Hip System | Titanium uncemented proximal body | X-small, Small, Standard 1, Standard 2, Standard 3, Standard 4, Large | 3052
| AD231 | Advanced Surgical Technologies | Profemur Total Hip System | Titanium tapered Splined or Cylindrical Straight Stem | Length 95 - 135mm, Diameter 10 - 22.5mm | 5304
| AD235 | Advanced Surgical Technologies | Profemur Total Hip System | Titanium tapered Splined or Cylindrical Bowed Stem | Length 175 - 215mm, Diameter 10 - 22.5mm | 5928
| DP977 | De Puy Australia | SROM Total Hip System (Titanium) | XX-Long, 36 x +21CR or +4 or +8 or right, left or neutral in 11/13 or 14/14 Taper | 16 x 11 x 300 up to 24 x 19 x 325 | 7592
| DP978 | De Puy Australia | SROM Total Hip System (Titanium) | X-Long 36 or +21CR or +4L or +8L in left, right or neutral or 11/13 or 12/14 Taper | 16 x 11 x 240 up to 24 x 19 x 275 | 6971
| DP979 | De Puy Australia | SROM Total Hip System (Titanium) | Long NK26 or 36 x +21CR or +4L or +8L or left right or neutral or 11/13 or 12/14 Taper | 14 x 9 x 205 up to 24 x 19 x 230 | 6381
| DP980 | De Puy Australia | SROM Total Hip System (Titanium) | Stem | STD 14 x 09 x 130 NK36mm to 24 x 19 x 175 NK42mm | 4605
| GM052 | Global Manufacturing Technology Pty Limited | SMR Modular Hip System | Proximal Component | 40 to 70mm | 3588
| GM054 | Global Manufacturing Technology Pty Limited | SMR Modular Hip System | Distal Component | 14x160mm to 24x320mm | 4784
| LO134 | Link Orthopaedic Australia | Waldemar Link MP Reconstruction Hip Prosthesis | Neck Segment Assembly | 35-65mm IN 126 & 135 degrees | 458
| LO137 | Link Orthopaedic Australia | Waldemar Link MP Reconstruction Hip Prosthesis | Stem | 14 - 25mm x 210, 250, 290 & 330mm; 12 x 160, 180, 210, 250 - MP; 14 x 160, 180 -MP; 16 x 160, 180 - MP; 18 x 160, 180 - MP; 20 x 160, 180 - MP; 22.5 x 160, 180 -MP; 25 x 160, 180 - MP | 4160
| LO140 | Link Orthopaedic Australia | Fixation Screw with Locking Bolt | - | 38 & 58 mm | 463
| LO144 | Link Orthopaedic Australia | Proximal Spacer Rings | - | 10mm - 40mm | 416
| OH217 | Orthotech Pty Ltd | Lima Total Hip Replacement System | Modular Revision Hip Titanium Stem (Uncemented) | 14, 16, 18, 20, 22, 24 | 6760
| OH218 | Orthotech Pty Ltd | Lima Total Hip Replacement System | Revision Titanium | 50 - 110mm | 3952
| PD011 | Portland Orthopaedics (Aust) Pty Ltd | Margron DTC Hip Replacement | Cobalt Chrome, Revision Modular, HA Coated, Double Threaded Cone Stem | 1+1, 1+2, 1+3, 1+4, 1+5, 2+1, 2+2, 2+3, 2+4, 2+5, 3+1, 3+2, 3+3, 3+4, 3+5, 4+1, 4+2, 4+3, 4+4, 4+5, 5+1, 5+2, 5+3, 5+4, 5+5, 5+6, 6+1, 6+2, 6+3, 6+4, 6+5, 6+6 Diameter 21mm-33mm in 2mm increments | 5663
| PL012 | Plus Orthopedics Australia Pty Ltd | PLUS Hip Joint Prostheses System | Revision Modular Proximal Stem | 1 to 12 | 5304
| PL013 | Plus Orthopedics Australia Pty Ltd | PLUS Hip Joint Prostheses System | Revision Modular Component | 1 to 12 | 4472
| SK059 | Stryker Australia Pty Ltd (2) | Stryker Modular Revision Hip System | Titanium Alloy Bowed Conical Distal Stems | Restoration Modular bowed conical distal stem 195mm, 235mm | 5928
| SN749 | Smith & Nephew Surgical Pty Ltd | Emperion Revision Hip | Stem Modular Titanium | Short | 5426
| SN816 | Smith & Nephew Surgical Pty Ltd | Emperion Revision Hip | Stem Modular Titanium | Long | 5426
| SN817 | Smith & Nephew Surgical Pty Ltd | Emperion Revision Hip | Short Stem Modular Calcar Build-up | +10, +20mm | 5426
| SN818 | Smith & Nephew Surgical Pty Ltd | Emperion Revision Hip | Long Stem Modular Titanium Calcar Build-up | +10, +20mm | 5426
| ST011 | Stryker Australia Pty Ltd | Restoration T3 Revision Hip System - Proximal Body | Titanium Alloy | S,M,L | 4846
| ZI049 | Zimmer | Modular Revision Hip System - Proximal | ZMR Taper System - Titanium | A - F | 5980
| ZI050 | Zimmer | Modular Revision Hip System - Distal | ZMR Porous System - Titanium | 12.5 - 22.5mm | 3657
| ZI378 | Zimmer | PFM Hip series | Uncemented Stem -PFM Revision (Proximal Section) - Ti/CoCr alloy | 55 to 85 | 3657
Group 8b - Uncemented, Grit Blast, HA, long length, modularity.
| AD320 | Advanced Surgical Technologies | Profemur Total Hip System | Revision Hip Proximal Body Extension Piece, Titanium | Sm - Lg L26 x D19mm, D21mm & D23mm; Sm - Lg L52 x D21mm; ExSM L26 x D19mm | 1615
| DP001 | De Puy Australia | Reef Hip System | Stem Wings, Titanium alloy | Sizes 1, 2, 3 | 1799
| DP005 | De Puy Australia | Reef Hip System | Stem Trochanteric Components, Titanium alloy, Collared and Collarless | 25 or 35mm | 5264
| DP009 | De Puy Australia | Reef Hip System | Stem, Titanium alloy | Dia 10 - 20mm, Length 225 - 375mm | 5663
| DY018 | De Puy Australia | SROM Total Hip System (Titanium) | Special Stem with either 230 to 325 in Left right Neutral or 11/13 or 12/14 Taper | 12 x 06 x 155mm NK30, 14 x 09 x 205mm NK36 | 7592
| GM094 | Global Manufacturing Technology Pty Limited | Apex Global Modular Hip System | Femoral Stem, Porous/HA coated, modular, ti, long length | Size 1 x 10mm to Size 8 x 17.5mm | 4428
| LO135 | Link Orthopaedic Australia | Waldemar Link MP Reconstruction Hip Prosthesis | Neck Segment Assembly | 35-65mm IN 126 & 135 degrees | 458
| LO138 | Link Orthopaedic Australia | Waldemar Link MP Reconstruction Hip Prosthesis | Stem | 14 - 25mm x 210, 250, 290 & 330mm; 12 x 160, 180, 210, 250 - MP; 14 x 160, 180 -MP; 16 x 160, 180 - MP; 18 x 160, 180 - MP; 20 x 160, 180 - MP; 22.5 x 160, 180 -MP; 25 x 160, 180 - MP | 3484
| LO141 | Link Orthopaedic Australia | Fixation Screw with Locking Bolt | - | 38 & 58 mm | 463
| LO145 | Link Orthopaedic Australia | Proximal Spacer Rings | - | 10mm - 40mm | 416
| LO146 | Link Orthopaedic Australia | CFP Hip Stem | A, B, left and right; titanium/ HA | Extra small to Extra Large | 5384
| PD013 | Portland Orthopaedics (Aust) Pty Ltd | Margron DTC Hip Replacement | Cobalt chrome Margron Oncology/Revision Module | AA6, AA7, AZ6, AZ7, BA6, BA7, BB6, BB7, CA7, CB7, CC7, Dia 21mm - 29mm | 4504
| ZI496 | Zimmer | Revitan Modular Straight Stem | Grit blasted titanium long stem for revision with CoCr junction | 14mm diameter x 140mm long to 24mm diameter x 260mm long | 4316
Group 8g - Uncemented, plasma, not HA, long length, modularity.
| BI086 | Biomet Australia Pty Ltd | Impact Modular Total Hip System | Femoral Segment, Metaphyseal, Revision Cemented , Titanium | Size 3-6 Small/Medium | 6032
| BI926 | Biomet Australia Pty Ltd | Impact Modular Total Hip System | Femoral Segment, Diaphyseal, Standard. Titanium | 16-21mm Diameter | 2288
Group 8h - Uncemented, plasma, HA, long length, modularity.
| BI138 | Biomet Australia Pty Ltd | Mallory Head Hip System | Femoral Stem, Revision, HAP Coated, Titanium | 300mm, size 7 to 19mm | 8840
| BI918 | Biomet Australia Pty Ltd | Helios Hip System | Revision Hip Uncemented Stem | 10 x 120mm to 20 x 280mm | 4836
| BI919 | Biomet Australia Pty Ltd | Helios Hip System | Revision Neck with Screw | 40mm to 80mm | 3640
| GO012 | Global Orthopaedic Technology | UniSyn Hip System | a) Stem fluted straight Ti, b) Stem fluted bowed Ti; c) Stem porous plasma sprayed straight, d) Stem porous plasma sprayed bowed; e) Stem fluted tapered | a) 10-20 x 170-210mm, b) 12-24 x 210mm, c) 14-25 x 180-210mm, d) 14-25 x 210mm, e) 10-25 x 170-210mm | 4992
| GO013 | Global Orthopaedic Technology | UniSyn Hip System | a) Stem fluted bowed Ti; b) Stem porous plasma sprayed straight, c) Stem porous plasma sprayed bowed; d) Stem fluted tapered | a) 12-24 x 260mm, b) 14-25 x 260mm, c) 14-25 x 260mm, d) 10-25 x 260mm | 5543
| GO020 | Global Orthopaedic Technology | UniSyn Hip System | a) Stem fluted bowed Ti, b) Stem porous plasma sprayed bowed, c) Stem fluted tapered | a) 12-24 x 310mm, b) 14-25 x 310mm, c) 10-25 x 310mm | 6240
| GO074 | Global Orthopaedic Technology | Consensus Hip System | Femoral Stem Porous/HA Coated long lengths modular | 6 - 14 | 4992
| SK056 | Stryker Australia Pty Ltd (2) | Stryker Modular Revision Hip System | Milled Proximal Body Titanium Plasma Spray | Dia 19-25mm with 2 mill Depths; 27-29mm with 3 Mill Depths | 6240
| SK058 | Stryker Australia Pty Ltd (2) | Stryker Modular Revision Hip System | Porous Distal Stems Titanium Plasma Spray | Stem Lengths 127 & 167mm straight & bowed. Diameter 11-26mm | 4846
| SK060 | Stryker Australia Pty Ltd (2) | Stryker Modular Revision Hip System | Broached Proximal Body Titanium Plasma Spray | 1-8 | 6240
| SK061 | Stryker Australia Pty Ltd (2) | Stryker Modular Hip System | Cone Proximal Body Titanium Plasma Spray | Dia 19-31mm, Heights +0,+10,+20,+30 | 6240
| SK062 | Stryker Australia Pty Ltd (2) | Stryker Modular Revision Hip System | Calcar Proximal Body Titanium Plasma Spray | Diameter 19-29mm, 3 Heights each | 6240
| SR045 | Stryker Australia Pty Ltd (3) | Stryker Modular Revision Hip System | Modular Long Bowed Titanium Plasma HA Stem | Length 217mm, 267mm and 317mm. Diameter 11mm - 26mm | 6500
Group 8i - Uncemented, unpolished and polished, not HA, long length, modularity.
| OH117 | Orthotech Pty Ltd | Exactech Total Hip System | Modular Titanium Revision Hip - Stem | 11-21mm x 250mm | 6760
| OH118 | Orthotech Pty Ltd | Exactech Total Hip System | Modular Titanium Revision Hip - Stem | 11-21mm x 300mm | 7592
| SR046 | Stryker Australia Pty Ltd (3) | Stryker Modular Revision Hip System | Modular Long Bowed Titanium Polished Fluted Stem | Length 217mm, 267mm and 317mm. Diamter 11mm-26mm | 6500
Group 8l - Uncemented, other, HA, long length, modularity.
| SK022 | Stryker Australia Pty Ltd (2) | Modular Revision System Fluted Distal Stems | Composition - Titanium Alloy Ti A16 V4 with Arc Deposited Plasma Spray Coating | Stem Lengths 127 & 167mm straight & bowed. Diameter 11-26mm | 4846
Group 9 - Uncemented, Long stem, Special feature - Calcar Replacement
| BI072 | Biomet Australia Pty Ltd | Modular Calcar Mallory Head Revision Hip System | STS Distal Femoral Component, Titanium | 14mm to 20mm | 3120
| BI118 | Biomet Australia Pty Ltd | Mallory Head Hip System | Femoral Stem, Calcar, Titanium | 220mm, Size 9-19mm | 7280
| BI119 | Biomet Australia Pty Ltd | Mallory Head Hip System | Femoral Stem, Calcar, Titanium | 260mm, Size 9-19mm | 7488
| BI120 | Biomet Australia Pty Ltd | Mallory Head Hip System | Femoral Stem, Calcar, HAP Coated, Titanium | 220mm, Size 9-19mm | 7696
| BI121 | Biomet Australia Pty Ltd | Mallory Head Hip System | Femoral Stem, Calcar, HAP Coated, Titanium | "250 - 260mm, Size 9-19mm" | 8840
| BI127 | Biomet Australia Pty Ltd | Modular Calcar Mallory Head Revision Hip System | Femoral Component, Distal. Titanium | 170-300mm | 3536
| DP121 | De Puy Australia | Solution Implantable Hip System | Revision straight or bowed & Calcar or 10" both left and right | 10" size 13.5 - 22.5 | 6576
| DY007 | De Puy Australia | SROM Total Hip System (Titanium) | STD or Long or X-Long or XX-Long NK26 or 36 x +21CR or +4L or +8L left, right or neutral in 11/13 or 12/14 Taper | 26 x 21 x 175 or 230 or 275 or 325mm length | 8528
| GM055 | Global Manufacturing Technology Pty Limited | SMR Modular Hip System | Calcar Component | 40 to 70mm | 3588
| GO069 | Global Orthopaedic Technology | UniSyn Hip System | Uncemented Body Plasma, Ti, HA coated, short lengths, modular | 22 - 30mm | 3120
| GO070 | Global Orthopaedic Technology | UniSyn Hip System | Uncemented Body Calcar replacement, plasma, Ti, modular | 22 -30 | 3640
| GO071 | Global Orthopaedic Technology | Unisyn Hip System | Uncemented Body Ti plasma HA coated, long lengths, modular | 22 - 30mm | 3536
| GO072 | Global Orthopaedic Technology | UniSyn Hip System | Uncemented Calcar Body, Ti, Plasma, HA coated, extra long lengths, modular | 22-30mm | 3536
| OH219 | Orthotech Pty Ltd | Exactech Total Hip System | Modular Titanium Revision Hip - Metaphyseal Segment - Calcar | 21-31mm | 3120
| SN271 | Smith & Nephew Surgical Pty Ltd | Echelon | Revision hip stem - Bowed, porous: Calcar Replacement Collar | Left/Right, 15 and 30mm, Sizes 11-22 | 5426
| SN275 | Smith & Nephew Surgical Pty Ltd | Echelon | Revision hip stem - Straight, porous: Calcar Replacement Collar | 15, 30mm, Sizes 11-22 | 5426
| ST589 | Stryker Australia Pty Ltd | Osteonics hip prostheses | Restoration cacar replacement stem 15mm titanium - HA coated | 205mm length - stem sizes 8-14 | 6900
Group 10 - Thrust Plates
| ZI349 | Zimmer | Thrust Plate Prosthesis | Allopro Thrust Plate - Ti alloy | 38 to 44mm | 1773
| ZI350 | Zimmer | Thrust Plate Prosthesis | Allopro Lateral Plate - Ti alloy | Std & Long (15 & 25 deg) | 1450
| ZI351 | Zimmer | Thrust Plate Prosthesis | Allopro Threaded bolt - CoCr alloy | 70 to 89mm | 1177
| ZI352 | Zimmer | Thrust Plate Prosthesis | Allopro Cortical Screw - SS | 36, 60mm | 225
Group 11 - Unipolar / Monoblock
| BB047 | B Braun Australia Pty Ltd | Downs Austin-Moore Hip | Stem | 39-54mm | 478
| BB048 | B Braun Australia Pty Ltd | Downs Thompson Stem | Stem | 38-55mm | 395
| BI060 | Biomet Australia Pty Ltd | Austin Moore Self Locking Hip Prosthesis System | Straight Standard Femoral Prostheses, Titanium | 38-55mm | 874
| BI062 | Biomet Australia Pty Ltd | FR Thompson Hip Prosthesis System | Modular Curved Femoral Stem, Titanium. | 38mm - 55mm | 874
| BI077 | Biomet Australia Pty Ltd | Austin Moore Self Locking Hip Prosthesis System | Femoral Component, Long Stem, Titanium | 38 to 56mm | 832
| DP167 | De Puy Australia | Thompson Implantable Hip | Thompson stems Ortron | Size 41-54 | 615
| DP168 | De Puy Australia | Austin Moore Hip Prosthesis | Narrow or Standard Ortron | Size 38-54mm | 615
| DP170 | De Puy Australia | Austin Moore Hip Prosthesis | Ortron | Custom sizes | 615
| HP011 | Hipokrat Australia Pty Ltd | Austin Moore Hip Prostheses | Standard and Narrow Stem | Standard- Head Diam. 38mm-58mm, Stem Length 127mm-154mm; Narrow - Head Diam. 38mm-58mm, Stem Length 140mm-152mm | 460
| HW025 | Howmedica | Austin Moore Endoprosthesis | Long Stem - Vitallium | Head size 38 to 63 | 1348
| HW026 | Howmedica | Austin Moore Endoprosthesis | Standard Stem - Vitallium | 105-165mm length, Head size: 38 to 57 | 659
| ZI008 | Zimmer | Zimmer Hip Systems Femoral Stem | Austin Moore - Stainless Steel | Sizes 38 - 60 | 728
FEMORAL HEADS
Group 12 - Bipolar/Multipolar
| AD269 | Advanced Surgical Technologies | SLR Bipolar Endoprosthesis | SLR Bipolar Taper Femoral Head Cast Cobalt Chrome Alloy | 22.5mm - 32mm Femoral Head and neck ranging from -3.5mm to +7mm | 832
| AD270 | Advanced Surgical Technologies | SLR Biploar Acetabular Shell | Cast Cobalt Chrome Alloy | 38mm - 65mm in millimetre increments | 1248
| AD271 | Advanced Surgical Technologies | SLR Bipolar Acetabular Liners | UHMWPE | 22mm - 32mm ID, ranging from 38mm to 65mm | 458
| BB249 | B Braun Australia Pty Ltd | Bipolar Head | Hemi Arthroplasty Head | 38 - 60mm | 1300
| BI096 | Biomet Australia Pty Ltd | Tripolar Acetabular Cup Series | Ringloc Series, UHMWPE, Chrome Cobalt | 24-28mm | 3346
| BI129 | Biomet Australia Pty Ltd | Mallory Head Hip System | Acetabular Cup, UHMWPE | 40-80mm | 1872
| DP171 | De Puy Australia | Hastings HIP | Head | Size 36 - 56 | 857
| DY160 | De Puy Australia | Ultima Monk Bi-Articular Head |  | 42 - 56mm | 811
| EK015 | ESKA Australia | ESKA Bipolar Head | Femoral head snap fit into acetabular cup | various diameters | 1248
| GM021 | Global Manufacturing Technology Pty Limited | Classic Marathon (Acetabular Component) | Bi-Polar | 40mm to 54mm | 1248
| LO036 | Link Orthopaedic Australia | Vario Cup | - | 44-65mm | 1456
| MA025 | Mathys Orthopaedics Pty Ltd | Bipolar Head | Bipolar prosthesis head | Dia 28mm | 1872
| OH103 | Orthotech Pty Ltd | Lima Total Hip Replacement System | Heads - Bi-Polar and Fixed | 22, 28, 32mm | 1872
| PL038 | Plus Orthopedics Australia Pty Ltd | PLUS Hip Joint Prostheses System | Bipolar Head | 39mm-60mm | 1579
| SN266 | Smith & Nephew Surgical Pty Ltd | Convene | Bi-polar Liner | =< 32mm | 316
| SN267 | Smith & Nephew Surgical Pty Ltd | Tandem/Convene | Shell/Liner | 22 - 64mm | 1248
| ST566 | Stryker Australia Pty Ltd | Osteonics hip prostheses | Bipolar head, cobalt chrome with polyethylene insert (factory Assembled) | ID 22, 26, 28, 32mm dia | 1579
| TB064 | Taylor Bryant Pty Ltd | Groupe Lepine | Bipolar Heads | 42 - 60mm in 1mm increments | 727
| ZI286 | Zimmer | Zimmer Acetabular Cup | Multipolar (Bipolar) Cup-Co Chr W/WHMWPE | Outer Diameter 38 - 72mm, Inner Diameter 22,28, or 32mm | 804
Group 13a - Conventional Femoral Head, =32mm, Stainless steel
| CR045 | Corin Australia Pty Ltd | Femoral Head | Stainless Steel Modular Femoral Head | Dia 22, 26, 28 & 32mm, Short, Std, Long & Extra Long Neck Length | 723
| HW038 | Howmedica | V40 Orthinox Head | Stainless Steel | 22 - 28mm dia | 811
| MA028 | Mathys Orthopaedics Pty Ltd | Metal Heads | Hip Prosthesis Head | Cone 12/14 dia 28mm-58mm | 811
| PL034 | Plus Orthopedics Australia Pty Ltd | Femoral Head Metal | Stainless Steel | =< 32mm | 811
| PL135 | Plus Orthopedics Australia Pty Ltd | POLARSTEM FEMORAL STEM SYSTEM | FEMORAL HEAD STAINLESS STEEL FOR POLAR STEM | 22-28MM | 780
| SN697 | Smith & Nephew Surgical Pty Ltd | Femoral Head | Stainless steel | 22-32mm,+0-+16mm | 606
| TB065 | Taylor Bryant Pty Ltd | Groupe Lepine Total Hip Replacement | Stainless Steel Head | .-5mm/0mm/+5mm/ +10mm | 780
| ZI052 | Zimmer | Femoral Head | Zimaloy - Stainless Steel | 22mm, 28mm, 32mm | 695
Group 13b - Conventional Femoral Head, =32mm, Cobalt Chrome
| AD114 | Advanced Surgical Technologies | Transcend/Lineage Articulation System | Metal femoral head CoCr | 28 and 32mm, 4 lengths | 1248
| BB246 | B Braun Australia Pty Ltd | Isodur C Head | Hip Prosthesis Head | 22.2mm - 54mm diameters, short, standard, long, X-long and XX-long | 936
| BI094 | Biomet Australia Pty Ltd | Mallory Head Hip System | Femoral Head, Offset, Chrome Cobalt | 28,32mm | 936
| CR029 | Corin Australia Pty Ltd | CoCr Femoral Head | CoCr femoral head 11/13 and 12/14 taper | 22,26,28,32mm | 728
| DP124 | De Puy Australia | Solution Implantable Hip System | CoCr Femoral Head Various Tapers & Neck Lengths | 22 or 26 or 28 or 32 mm size | 811
| DP549 | De Puy Australia | C- Stem | C-Stem Heads Ortron | Size -3 to +8 | 700
| DP988 | De Puy Australia | SROM Total Hip System (Titanium) | Unipolar | 38-66mm | 897
| EK059 | ESKA Australia | Metal Head Eccentric CoCr Mo | Femoral Head CoCr | 28mm - 32mm | 1200
| EK060 | ESKA Australia | Metal Head CoCr | Femoral Head CoCr | 28mm - 32mm | 900
| FI016 | Finsbury Orthopaedics Australia Pty Ltd | Finsbury Modular Heads | Cobalt Chromium | Diameter 22-26-28-32mm | 780
| GM008 | Global Manufacturing Technology Pty Limited | Edinburgh Total Hip System (Hip Stem) | Femoral Head CoCr | 28mm and 32mm | 936
| GM043 | Global Manufacturing Technology Pty Limited | BioBall - Femoral modular head system | Femoral Head CoCr - <32mm | 28mm to 38mm | 1144
| GM056 | Global Manufacturing Technology Pty Limited | SMR Modular Hip System | Femoral Head Co Chr | 22 to 32mm | 1144
| GM092 | Global Manufacturing Technology Pty Limited | Apex Global Modular Hip System | Femoral Head CrCo | 28mm & 32mm | 1100
| GO009 | Global Orthopaedic Technology | Consensus Hip System | Femoral head CoCr | 22-32mm | 1144
| HW032 | Howmedica | Stryker CoCr Femoral Head |  | 22, 26, 28, 30, 32mm | 811
| LO022 | Link Orthopaedic Australia | Link Prosthesis Head | Head:Chrome Cobalt | Short, medium-short, medium & large | 749
| MA469 | Mathys Orthopaedics Pty Ltd | Femoral Head CoCrMo ≤32 mm | Hip Prosthesis Femoral Head CoCrMo ≤32mm | 28 mm & 32mm, (S,M,L,XL,XXL) | 900 | 975 | 75
| OH062 | Orthotech Pty Ltd | Acumatch M-Series Total Hip System | Modular Titanium Revision Hip - Cobalt Chrome Head | -2 to -5mm, +0 to 10mm | 1248
| OH125 | Orthotech Pty Ltd | Lima Total Hip Replacement System | CRCO Femoral Head | S, M, L, XL, XXL | 1248
| OH162 | Orthotech Pty Ltd | ESOP HA | Femoral Head CoCr | 22.2 -32mm | 1248
| PD001 | Portland Orthopaedics (Aust) Pty Ltd | Femoral Head | CoCr Alloy | 28mm, 32mm 4 lengths | 936
| PL057 | Plus Orthopedics Australia Pty Ltd | Femoral Head | Chrome Cobalt | =< 32mm | 936
| SN280 | Smith & Nephew Surgical Pty Ltd | Femoral Head | Co Cr, 14/16 taper | =<32mm, Short -XXXLong Neck | 728
| SN281 | Smith & Nephew Surgical Pty Ltd | Femoral Head | Co Cr, 12/14Taper | =<32mm | 728
| ST568 | Stryker Australia Pty Ltd | Stryker femoral Head | Metal head with LFIT treatment | 22-32mm | 988
| ZI051 | Zimmer | Femoral Head | Zimaloy - Co Cr | 22mm, 28mm, 32mm | 734
| ZI358 | Zimmer | Durasul Ballhead for Inserts | Femoral Metal Ball Head - CoCr alloy | 22, 28, 32 | 967
| ZI362 | Zimmer | Natural Hip System | Eccentric Ball Heads - CoCr alloy | 28/14 (S,M,L) | 1248
| ZI364 | Zimmer | Natural Hip System | Femoral Head Chrome Cobalt alloy | 22 to 32mm | 967
| ZI380 | Zimmer | Femoral Head | Head - Metal (Zweymuller Allopro) - CoCr | 22mm, 28mm, 32mm | 967
Group 13c - Conventional Femoral Head, =32mm, Alumina
| AD122 | Advanced Surgical Technologies | Transcend/Lineage Articulation System | Head ceramic | 28mm, 32mm, 3 lengths | 1889
| BB250 | B Braun Australia Pty Ltd | Ceramic Head | Biolox forte | 26 - 32mm diameters, short, standard and long | 2080
| BI058 | Biomet Australia Pty Ltd | Modular Ceramic System | Ceramic Head, Aluminium Alloy | 28-32mm -6mm to +12mm | 2080
| CR065 | Corin Australia Pty Ltd | Ball Heads 12 - 14 Taper (Alumina) | Alumina Ball Head (28mm) | >32mm | 2080
| CR096 | Corin Australia Pty Ltd | Alumina Head | Biolox Forte | 32mm | 2000
| DP249 | De Puy Australia | AML Modular Heads | Ceramic Head Various Tapers & Neck Lengths | 22 or 26 or 28 or 32 or 36mm | 2080
| EK008 | ESKA Australia | Metal Shell Type 2000/2000 Plus | AI2 O3 Ceramic Head Biolox Forte Fracture Head |  | 1300
| EK009 | ESKA Australia | Metal Shell Type 2000/2000 Plus | AI2 O3 Ceramic Head Biolox Forte |  | 1300
| FI017 | Finsbury Orthopaedics Australia Pty Ltd | Finsbury Modular Heads | Ceramic | Diameter 22-26-28-32mm | 1300
| GM019 | Global Manufacturing Technology Pty Limited | Edinburgh Total Hip System (Hip Stem) | Femoral Head Biolox Ceramic | 28mm and 32mm | 2080
| GM044 | Global Manufacturing Technology Pty Limited | BioBall - Femoral modular head system | Femoral head Biolox ceramic | 28mm to 36mm | 2080
| GM045 | Global Manufacturing Technology Pty Limited | BioBall - Femoral modular head system | femoral modular head system |  | 1144
| GM057 | Global Manufacturing Technology Pty Limited | SMR Modular Hip System | Femoral Head Biolox Ceramic | 28 to 32mm | 2080
| GM093 | Global Manufacturing Technology Pty Limited | Apex Global Modular Hip System | Femoral Head Ceramic | 28mm & 32mm | 2000
| HW017 | Howmedica | Stryker Biolox Forte Alumina Femoral Head |  | 28, 32mm | 2080
| LO023 | Link Orthopaedic Australia | Link Prosthesis Head | Biolox Ceramic | Short, medium-short & large | 1456
| MA020 | Mathys Orthopaedics Pty Ltd | Ceramic Head | Ceramic | Cone 12/14 - dia 28mm-32mm | 1722
| OH093 | Orthotech Pty Ltd | Lima Total Hip Replacement System | Ceramic/Femoral Head (Biolox Forte) | Small, Medium, Large | 2080
| OH137 | Orthotech Pty Ltd | Acumatch M-Series Total Hip System - Head | Modular Titanium Revision Hip - Ceramic Head | -2 to -5mm, +0 to +10mm | 2080
| OH163 | Orthotech Pty Ltd | ESOP HA | Femoral Head Alumina Ceramic | 28mm Diameter | 2080
| PD006 | Portland Orthopaedics (Aust) Pty Ltd | Margron DTC Hip Replacement | Femoral Head (Ceramic) | 28mm, 32mm 3 lengths | 1515
| PL035 | Plus Orthopedics Australia Pty Ltd | PLUS Hip Joint Prostheses System | Fem Head Ceramic | S,M,L | 1570
| PL136 | Plus Orthopedics Australia Pty Ltd | POLARSTEM FEMORAL STEM SYSTEM | FEMORAL HEAD CERAMIC FOR POLAR STEM | 28MM | 1600
| SN256 | Smith & Nephew Surgical Pty Ltd | Axis | Ceramic Femoral Head AlO3 12/14Taper | =< 32mm | 1579
| SN278 | Smith & Nephew Surgical Pty Ltd | Femoral Head | Ceramic AlO3 | 14/16 taper, =<32mm, Std - Xlong | 1485
| SN299 | Smith & Nephew Surgical Pty Ltd | Reflection | Head Ceramic, AlO3 | =<32mm | 1990
| TB220 | Taylor Bryant Pty Ltd | 10/12/14 Alumina Head BOTA | Alumina Head | 28mm (-3.5mm, 0mm, +3.5mm); 32mm (-4mm, 0mm, +4mm) | 2080
| ZI055 | Zimmer | Femoral Head | Trilogy AB Ceramic Head 12/14 Taper (Alumina) | 28 - 32mm | 2080
| ZI346 | Zimmer | Ceramic Femoral head for hip prosthesis | Femoral Head - Biolox Ceramic | 28 to 32mm | 1660
| ZI355 | Zimmer | Cerasul - Ceramic | Ceramic Femoral Head | 28mm | 2080
| ZI381 | Zimmer | Ceramic Head - Sulox | Head - Ceramic | 22 to 32mm | 988
Group 13d - Conventional Femoral Head, =32mm, Titanium Alloy
| CR064 | Corin Australia Pty Ltd | Ball Heads 12 - 24 Taper (Tin Coated) | Tin Coated (Titanium Nitride) | 28mm x Small; 28mm x Medium; 28mm x Large; 28mm x XLarge; 28mm x XXLarge; 28mm x XXXLarge | 1664
Group 13e - Conventional Femoral Head, =32mm, Non-alloy
| SN687 | Smith & Nephew Surgical Pty Ltd | Femoral Head | 12/14, 14/16 Taper, Oxinium | 22 - 32mm, -3 - +16mm | 2340
Group 13f - Conventional Femoral Head, =32mm, Other
| GO010 | Global Orthopaedic Technology | Consensus Hip System | Femoral head Biolox ceramic | 28-32mm | 2080
| SR023 | Stryker Australia Pty Ltd (3) | Stryker Revision Femoral Head, Biolox Forte Alumina | With pre assembled titanium sleeve | 28, 32mm | 2080
| SR026 | Stryker Australia Pty Ltd (3) | Stryker CoCr Femoral Head | LFIT Treatment | 22-32mm | 988
| SR028 | Stryker Australia Pty Ltd (3) | Delta Ceramic Heads | Modular Femoral Head - Delta Ceramic material | <32mm | 2000
Group 13g - Conventional Femoral Head, =32mm, Zirconium
| BI927 | Biomet Australia Pty Ltd | Modular Ceramic System | Ceramic Head, Zirconium | 28-32mm -6mm to +12mm | 2080
| CR028 | Corin Australia Pty Ltd | Zirconia Femoral Head | Zirconia ceramic femoral head 11/13 and 12/14 taper | 22,26,28,32mm | 1872
| PL105 | Plus Orthopedics Australia Pty Ltd | PLUS Hip Joint Prosthesis System | Ceramic Head Revision | 22-60 | 1872
| PL118 | Plus Orthopedics Australia Pty Ltd | Plus Hip Joint Prosthesis System | Titanium Sleeve adaptor for revision fractured ceramic |  | 936
Group 14a - Conventional Femoral Head, >32mm, Stainless steel
| HW395 | Howmedica | V40 Orthinox Head | Stainless Steel | >32mm | 811
| MA456 | Mathys Orthopaedics Pty Ltd | Metal Heads | Hip Prosthesis Head | Cone 12/14 dia 28mm-58mm | 811
| MA467 | Mathys Orthopaedics Pty Ltd | Hemiprosthesis Head, Stainless Steel | Hemiprosthesis Head, Stainless Steel, Cone 12/14mm | 42 mm - 58mm | 780 | 1120 | 340
| PL037 | Plus Orthopedics Australia Pty Ltd | PLUS Hip Joint Prostheses System | Unipolar Head | 38-60 | 551
| PL103 | Plus Orthopedics Australia Pty Ltd | PLUS Hip Joint Prosthesis System | Ceramic Head Zirconium | >32mm | 1685
| SN813 | Smith & Nephew Surgical Pty Ltd | Femoral Head | Stainless steel | >32mm,+0-+16mm | 606
| ZI498 | Zimmer | Femoral Head | Zimaloy - Stainless Steel | 36mm, 40mm | 695
Group 14b - Conventional Femoral Head, >32mm, Cobalt Chrome
| AD288 | Advanced Surgical Technologies | Transcend/Lineage Articulation System | Metal femoral head CoCr | 36mm, 4 lengths | 1248
| AD308 | Advanced Surgical Technologies | Transcend/Lineage Articulation System | Metal femoral head CoCr | 32mm | 1248
| BI061 | Biomet Australia Pty Ltd | Austin Moore Self Locking Hip Prosthesis System | Modular Femoral Stem and Modular Head, Titanium. | 38-61mm Head, Std or Narrow stem | 988
| BI134 | Biomet Australia Pty Ltd | Mallory Head Hip System | Femoral Modular Head, Chrome Cobalt | 28 to 38mm -6 to +12mm | 988
| BI875 | Biomet Australia Pty Ltd | Endo II Head | Modular Head - CoCr | 41 mm through 61mm | 988
| BI876 | Biomet Australia Pty Ltd | Endo II Head | Modular Head Taper Insert - CoCr | -6mm to +6mm | 520
| BI877 | Biomet Australia Pty Ltd | Freedom 36 mm Modular Head | Modular Head | 36mm, -6mm to +9mm | 988
| CR084 | Corin Australia Pty Ltd | Modular Endo Head | CoCr Modular Endo Head | 38 - 60mm, short, standard and long necks | 936
| DY402 | De Puy Australia | ASR Hip System | Modular Cathcart Unipolar Head | 41 to 60mm | 884
| GM066 | Global Manufacturing Technology Pty Limited | BioBall - Femoral modular head system | Femoral Head CoCr >32mm | 28mm to 38mm | 1144
| GO043 | Global Orthopaedic Technology | Consensus Hip System | Femoral head - Modular CoCr | 38-58mm | 988
| GO046 | Global Orthopaedic Technology | Consensus Hip System | Femoral Head Cemented CoCr | 38-58mm | 988
| PD014 | Portland Orthopaedics (Aust) Pty Ltd | Femoral Head | CoCr Alloy | 36mm, 38mm in 4 lengths | 936
| SN307 | Smith & Nephew Surgical Pty Ltd | Unipolar | Taper Sleeve Co Cr | 12/14 and 14/16 tapers, +0,-3,+4,+8,+12mm. | 281
| SN308 | Smith & Nephew Surgical Pty Ltd | Unipolar Head | Co Cr | 12/14 42 - 61mm | 728
| SN809 | Smith & Nephew Surgical Pty Ltd | Femoral head | Co Cr, 14/16 taper | >32mm, Short -XXXLong Neck | 728
| SN810 | Smith & Nephew Surgical Pty Ltd | Femoral Head | Co Cr, 12/14Taper | >32mm | 728
| SR025 | Stryker Australia Pty Ltd (3) | C-Taper CoCr HeadStryker CoCr Femoral Heads, LFIT treatment |  | 36mm | 988
| ZI359 | Zimmer | Durasul Ballhead for Inserts | Femoral Metal Ball Head - CoCr alloy | 34 - 38mm | 988
| ZI499 | Zimmer | Femoral Head | Zimaloy - Co Cr | 36mm, 40mm | 734
| ZI500 | Zimmer | Femoral Head | Head - Metal (Zweymuller Allopro) - CoCr | 36mm, 38mm | 967
Group 14c - Conventional Femoral Head, >32mm, Alumina
| AD290 | Advanced Surgical Technologies | Transcend/Lineage Articulation System | Head ceramic | 36mm, 3 lengths | 1889
| CR097 | Corin Australia Pty Ltd | Alumina Head | Biolox Forte | >32mm | 2000
| DY464 | De Puy Australia | AML Modular Heads | Ceramic Head Various Tapers & Neck Lengths | 22 or 26 or 28 or 32 or 36mm | 2080
| EK036 | ESKA Australia | Femoral Head BS / Ceram | Femoral Head Al2O3 | 38-48mm | 2000
| GM108 | Global Manufacturing Technology Pty Limited | BioBall - Femoral Modular Head System | Femoral Head Biolox Delta | 36mm | 2000
| HW394 | Stryker Australia Pty Ltd | Stryker Bilox Forte Alumina Femoral Head |  | 36mm | 2080
| MA468 | Mathys Orthopaedics Pty Ltd | Femoral Head Ceramic >32 mm | Hip Prosthesis Femoral Head Bionit Ceramic > 32mm | 36mm (S,M,L,XL,XXL) | 2000
| MA470 | Mathys Orthopaedics Pty Ltd | Hemiprosthesis Head, Bionit Ceramic | Hemiprosthesis Head, Bionit Ceramic, Cone 12/14mm, Alumina | 42-54mm | 2000
| OH216 | Orthotech Pty Ltd | Lima Total Hip Replacement System | Ceramic/Femoral Head (Biolox Forte) | Small, Medium, Large | 2080
| PD015 | Portland Orthopaedics (Aust) Pty Ltd | Margron DTC Hip Replacement | Femoral Head (Ceramic) | 36mm, 38mm in 3 lengths | 1515
| PL102 | Plus Orthopedics Australia Pty Ltd | PLUS Hip Joint Prosthesis System | Ceramic Head AL | >32mm | 1789
| PL104 | Plus Orthopedics Australia Pty Ltd | PLUS Hip Joint Prosthesis System | Ceramic Head Delta | >32mm | 2059
| SK404 | Stryker Australia Pty Ltd (2) | Alumina Femoral Head 38mm-60mm | Alumina Femoral Head | 38mm-60mm | 2000 | 2436 | 436
| SN806 | Smith & Nephew Surgical Pty Ltd | Axis | Ceramic Femoral Head AlO3 12/14Taper | >32mm >32MM | 1579
| SN807 | Smith & Nephew Surgical Pty Ltd | Femoral Head | Ceramic AlO3 | 14/16 taper, >32mm, Std - Xlong | 1485
| SN811 | Smith & Nephew Surgical Pty Ltd | Reflection | Head Ceramic, AlO3 | >32mm | 1990
Group 14e - Conventional Femoral Head, >32mm, Non-alloy
| SN812 | Smith & Nephew Surgical Pty Ltd | Femoral Head | 12/14, 14/16 Taper, Oxinium | >32mm, -3 - +16mm | 2340
Group 14f - Conventional Femoral Head, >32mm, Other
| SK405 | Stryker Australia Pty Ltd (2) | LFIT Femoral Heads | Femoral head with low friction ion treatment | 36mm-72mm | 2436
| SR029 | Stryker Australia Pty Ltd (3) | Delta Ceramic Heads | Modular Femoral Head - Delta Ceramic material | ≥ 32 mm | 2436
Group 15 - All metal on metal articulated heads
| BI045 | Biomet Australia Pty Ltd | Scientific Hip Prostheses System | Head, Chrome Cobalt | 28mm, -6mm to +12mm | 1260
| BI056 | Biomet Australia Pty Ltd | Biomet Alternate Bearing Surface | Metal on Metal head, Chrome Cobalt | 28mm -6mm to +12mm | 986
| BI068 | Biomet Australia Pty Ltd | Stanmore Total Hip System | Modular Head, Chrome Cobalt | 28mm, -6mm to +12mm | 1456
| BI070 | Biomet Australia Pty Ltd | Biomet Taperloc Hip System | Modular Head, Chrome Cobalt | 28mm, -6 to +12mm | 1260
| BI895 | Biomet Australia Pty Ltd | M2A Magnum Prosthesis | Taper Insert, Cobalt chrome | 42 - 50mm, -6, -3, STD, +3, +6, +9; 52 - 60mm, -6, -3, STD, 3, +6, +9 | 520
| BI896 | Biomet Australia Pty Ltd | M2A Magnum Prosthesis | Femoral Modular Head, Cobalt Chrome | 38, 40, 42, 44, 46, 48, 50,52, 54, 56, 58, 60mm | 2392
| BI944 | Biomet Australia Pty Ltd | M2a 38 Femoral Head | Metal on Metal Femoral Head, Cobalt Chrome | 38mm | 2300
| CR016 | Corin Australia Pty Ltd | Cormet 2000 - Modular Endo Head | CoCr alloy | >32mm | 2392
| CR020 | Corin Australia Pty Ltd | Metalok Femoral Head | Carbon Cobalt Chrome Alloy | Head 28mm (short/med/long neck) | 1263
| CR093 | Corin Australia Pty Ltd | Optimom Head (New Sizes) | CoCr Large Diameter Modular Head | -7.5mm & +4mm neck lengths | 2300
| DY215 | De Puy Australia | Pinnacle Cup/Liners | CoCr "M" Femoral Heads Various Tapers and Neck Lengths | 28 or 36 mm | 2392
| EK061 | ESKA Australia | Large Metal Head Silver CoCr | Femoral Head CoCrMo | 38mm - 48mm | 2300
| EK064 | ESKA Australia | Large Metal Head Silver Surf | Femoral Head CoCrMo | 38mm - 48mm | 2300
| FI015 | Finsbury Orthopaedics Australia Pty Ltd | Adept MoM Modular Head | Metal on Metal modular head, CoChr, 12/14 Eurocone | 38 - 58mm going up in 2mm increments. 4 different neck lengths | 2392
| GO047 | Global Orthopaedic Technology | ICON Hip System | Femoral Head - Modular CoCr | 38-58mm | 2392
| MA029 | Mathys Orthopaedics Pty Ltd | Metal on Metal Head | Head for MOM articulation | 28mm | 2392
| PL036 | Plus Orthopedics Australia Pty Ltd | PLUS Hip Joint Prostheses System | Fem Head Plusmet | S-XXL | 1507
| PL076 | Plus Orthopedics Australia Pty Ltd | PLUS Hip Joint Prosthesis System | Femoral Metal Head - Standard Metal | >32mm | 1529
| PL116 | Plus Orthopedics Australia Pty Ltd | PLUS Hip Joint Prosthesis System | Femoral Head Metal - PLUSMET | >32mm | 1976
| SN741 | Smith & Nephew Surgical Pty Ltd | Birmingham Modular Femoral Head | Cobalt Chrome | 38 - 58mm | 2392
| SR051 | Stryker Australia Pty Ltd (3) | Stryker Orthopaedic Traditional Resurfacing Hip System - Modular Head | Modular Femoral Head | 38mm - 60mm | 2300
| ZI382 | Zimmer | Femoral Head | Head - Metasul - special metal alloy | 28 to 40mm alloy | 1768
Group 16a - Resurfacing, Metal, Cemented
| AD112 | Advanced Surgical Technologies | Conserve Hip Resurfacing Hemi | Cobalt chrome | 36 - 58mm in 1mm increments | 2704
| AD212 | Advanced Surgical Technologies | CONSERVE Femoral Surface Replacement | CoCr SLT Taper Femoral Head | Sizes 38mm-54mm in 2mm increments, -3.5 to +3.5 Neck | 3016
| AD220 | Advanced Surgical Technologies | CONSERVE PLUS Total Hip Resurfacing System | CoCr Femoral Head - Super Polished | Sizes 36mm - 54mm in 2mm increments | 3432
| AD286 | Advanced Surgical Technologies | BFH Total, A-class | Cobalt Chrome super finished femoral head. Size range from 36mm to 56mm in 2mm increments with 3 head lengths per size | 36mm to 56mm in 2mm increments each with - 3.5mm, 0mm, + 3.5mm head lengths | 3432 | 3890 | 458
| BI839 | Biomet Australia Pty Ltd | Resurfacing Hip System | Femoral Head CoCr, Cemented | 38 - 60mm | 3432
| CR047 | Corin Australia Pty Ltd | Cormet 2000 Resurfacing Hip | Resurfacing femoral head Cobalt chrome cemented | Dia 40 -56mm | 3432
| DY329 | De Puy Australia | ASR Hip System | Large Modular Head Adaptor / Sleeve | 9/10 or 11/13 or 12/14 taper | 1152
| DY330 | De Puy Australia | ASR Hip System | Large Modular Head Adaptor | 38.5-64.5mm | 3432
| DY331 | De Puy Australia | ASR Hip System | Resurfacing Femoral Head | 38.5-64.5mm | 3432
| EK039 | ESKA Australia | Hip Surf Replacement Cemented Silver BS | Femoral Head CoCr | 38mm - 68mm | 2600
| EK079 | ESKA Australia | Hip Surf Replacement Cemented Silver Surf BS | Femoral Head CoCrMo/TiNb | 38mm - 58mm | 3300 | 3800 | 500
| FI001 | Finsbury Orthopaedics Australia Pty Ltd | ADEPT MoM Resurfacing Head | Resurfacing Head MoM, Cast CoChr | 38-58 going up in 2mm increments | 3432
| GO049 | Global Orthopaedic Technology | ICON Hip System | Femoral Head Cemented CoCr | 38-58mm head | 3162
| SN743 | Smith & Nephew Surgical Pty Ltd | Birmingham Hip Resurfacing Prostheses - Femoral Component | Cemented | 38 - 58 mm heads | 3307
| SN826 | Smith & Nephew Surgical Pty Ltd | Birmingham PC Hip Replacement | Resurfacing prostheses - femoral component | 30-70 | 3300
| SR043 | Stryker Australia Pty Ltd (3) | Stryker Orthopaedic Traditional Resurfacing Hip System | Resurfacing Head | 38mm - 60mm | 3300
| ZI466 | Zimmer | Durom | Resurfacing System - Special Femoral Component, Metasul alloy | A - V | 3432
| ZI472 | Zimmer | Durom Resurfacing System - Ballhead | Forged CoCr alloy | A1 to L1 | 2254
Group 16c - Resurfacing, Metal, Uncemented
| BI838 | Biomet Australia Pty Ltd | Resurfacing Hip System | Femoral Head CoCr, Ti, HA Coated | 38 - 60mm | 4056
| BI840 | Biomet Australia Pty Ltd | Resurfacing Hip System | Femoral Head CoCr, Ti | 38 - 60mm | 4056
| CR017 | Corin Australia Pty Ltd | Cormet 2000 Resurfacing Hip System | Resurfacing femoral head Cobalt chrome HAP coated | Dia 40 - 56mm | 4056
| CR090 | Corin Australia Pty Ltd | Cormet Resurfacing Head Bi Coated | CrCo with titanium plasma spray and HA ingrowth surface | 40mm-56mm | 4056
| EK049 | ESKA Australia | Hip Surf Replacement Cementless Silver Surf HA BS | Femoral Head CoCrMo/TiNb/HA | 38mm-58mm | 3200
| EK062 | ESKA Australia | Hip Surf Replacement Cementless Silver BS | Femoral Head CoCrMo/TiNb | 38mm - 58mm | 3200
| EK063 | ESKA Australia | Hip Surf Replacement Cementless Silver BS / Ha | Femoral Head CoCrMo / TiNb / Ha | 38mm - 58mm | 3200
| EK067 | ESKA Australia | Hip Surf Replacement cementless Silver Cornwall BS/HA | Femoral Head CoCrMo/TiNb/HA | 38-58mm | 3200
| EK068 | ESKA Australia | Hip Surf Replacement cementless Silver Cornwall BS | Femoral Head CoCrMo/TiNb | 38-58mm | 3200
| EK069 | ESKA Australia | Hip Surf Replacement cementless Silver Surf BS | Femoral Head CoCrMo/TiNb | 38-58mm | 3200
| TB308 | Taylor Bryant Pty Ltd | HemiCAP Contoured Articular Resurfacing Hip System | Articular Component - Chrome Cobalt | Articular Component 25mm - 2.5mm x 2.5mm to 5.0mm x 5.0mm offset; Articular Component 30mm - 4.5mm x 4.5mm to 7.0mm x 7.0mm offset; Articular Component 35mm - 6.0mm x 6.0mm to 9.5mm x 9.5mm | 4056
| TB309 | Taylor Bryant Pty Ltd | HemiCAP Contoured Articular Resurfacing Hip System | Fixation Screw - Titanium | Fixation component for 25mm,30mm, 35mm Artuclar Components Screw 10.5mm Dia & 12.5mm Dia & 15.6mm Dia | 1560
Group 16d - Resurfacing, Ceramic, Uncemented
| EK066 | ESKA Australia | Hip Surf Replacement cementless BS / Ceram | Femoral Head Ceramic Al2O3 | 38-58mm | 4600
Group 16e - Resurfacing, Other
| EA005 | Endotec Australia Pty Ltd | Buechel-Pappas Integrated Total Hip Replacement System | Femoral Head-Ceramic coated titanium | 28mm to 58mm | 5408
| EK078 | ESKA Australia | Hip Surf Replacement Cemented BS / Ceram | Femoral Head Ceramic AL2O3 | 38mm - 58mm | 5200
Group 17 - Item Type - Other
| DY026 | De Puy Australia | Elite Hemi Head | Elite Plus Hemi Head | 42 - 60 mm | 1158
| ST570 | Stryker Australia Pty Ltd | Large Diameter Moduar Heads | UNITRAX Vitallium alloy /CoCr | 38-64mm OD 2mm increments | 1179
| ZI054 | Zimmer | Femoral Head | Endo Head | 38 - 63mm | 925
| ZI347 | Zimmer | Femoral Head | Femoral Head - Unipolar - CoCr alloy / PE | 42 to 60 | 1116
ACETABULAR COMPONENTS
Group 18a - Cups, cemented, hooded and unhooded, unmodified polyethylene
| AD125 | Advanced Surgical Technologies | WMT Acetabular Cups All Poly | UHMWPE | 42 - 68mm in 2mm increments | 504
| BB236 | B Braun Australia Pty Ltd | Polyethylene Acetabular Cup | Chirulen | 22.2mm-32mm articulations; 40mm-64mm diameters | 780
| CR042 | Corin Australia Pty Ltd | Cenator Hip System | Acetabular Cup, Ultra High Molecular weight Polyethylene | Dia 40 - 62mm, 22, 26, 28 heads | 572
| DP115 | De Puy Australia | Duraloc Enduron Liner | Polythene Liner in Neutral or 10 or 20 Degree or +4 | 22.225 or 26 or 28 or 32mm size 48-74 | 884
| DP172 | De Puy Australia | PLAD | Wroblewski Cup Angle bore Left and Right UHMWP | 22mm | 695
| DP173 | De Puy Australia | PLAD | PLAD for cups S/S and Polyethylene | 22.225mm, 26mm and 28mm | 695
| DP182 | De Puy Australia | Charnley Hip System | Polythene, OGEE or LPW or FLANGED | 22.225 or 28 or 32, 40 to 53mm | 858
| DP563 | De Puy Australia | Wroblewski Cup | Golf Ball Left and right UHMWP | 22mm size 40-53mm | 884
| EK019 | ESKA Australia | ESKA Modular All Poly Cup | Snap |  | 572
| GM022 | Global Manufacturing Technology Pty Limited | Edinburgh Total Hip System (Acetabular Component) | Acetabular Cup UHMWPE | 44mm to 56mm | 884
| LO018 | Link Orthopaedic Australia | LINK Lubinus SP Hip Prosthesis | Cup: Muller | 44 - 58mm, 40mm | 553
| OH105 | Orthotech Pty Ltd | Lima Total Hip Replacement System | Mueller UHMWPE Cup (Cemented) | 44 - 62mm | 884 | 1924 | 1040
| OH154 | Orthotech Pty Ltd | Coriolis | Polyethylene Cup | Dia Int. 22-28 -32/ Dia Ext. 40-60 | 884 | 1924 | 1040
| PL044 | Plus Orthopedics Australia Pty Ltd | PLUS Hip Joint Prosthesis System | PLUS PE cemented cup | 42 -64mm dia | 489
| SN288 | Smith & Nephew Surgical Pty Ltd | Reflection | Acetabular Cup | 22 - 36mm, 42 - 76mm | 572
| ST552 | Stryker Australia Pty Ltd | Osteonics hip prostheses | All poly cup polyethylene | OD: 46-61mm. ID: 22, 26, 28, 32mm | 832
| ZI027 | Zimmer | Acetabular Cup | Zimmer Cemented Acet. (ZCA) - Polyethylene | 47 - 61 | 695
| ZI368 | Zimmer | Apollo Hip System | Apollo Hooded Cement Acetabular Cup - PE | 28/46mm to 28/62mm | 813
| ZI383 | Zimmer | MS30 Hip - Cups Cemented | Low Profile with Metasul - PE with special metal alloy | 38 to 58mm | 2354
Group 18b - Cups, cemented, hooded and unhooded, modified polyethylene
| BI030 | Biomet Australia Pty Ltd | Scientific Hip Prostheses System | Acetabular Component UHMWPE, Cemented | 22, 26,28mm x (46-60mm) | 936
| BI064 | Biomet Australia Pty Ltd | Bioclad Hip System | Acetabular Cup, UHMWPE | 22,28,32mm, size 39-69mm | 936
| BI067 | Biomet Australia Pty Ltd | Stanmore Total Hip System | Acetabular Cup, UHMWPE | 25-32mm x size 40-53mm | 843
| HW029 | Howmedica | Contemporary Hip System Range | Duration Poly Cup - Enhanced Polyethylene | ID: 26, 28, 32. OD 46, 48, 50, 52, 54, 56, 58, 60 | 936
| HW030 | Howmedica | Contemporary Hip System Range | Exeter Contemporary Flanged Poly Cup - Enhanced Polyethylene | ID: 26, 28, 32. OD 46, 48, 50, 52, 54, 56, 58, 60 | 936
| HW035 | Howmedica | Exeter Hip System | Exeter Duration Cup - Enhanced Polyethylene - Low and High Profile | OD:40-60mm, ID: 22, 26, 28, 30 | 936
| HW036 | Howmedica | Exeter Hip System | Exeter Duration X-Tra Cover Cup - Enhanced Polyethylene | OD:40-60mm, ID: 22, 26, 28, 30 | 936
| MA027 | Mathys Orthopaedics Pty Ltd | CCB Cemented Cup | Full profile / low profile special cup | 28/32 ID - 42/64 OD | 574
| OH104 | Orthotech Pty Ltd | Lima Total Hip Replacement System | Mueller Ceramic and UHMWPE Cup (Cemented) | 44 - 62mm | 1768
| SN282 | Smith & Nephew Surgical Pty Ltd | Opera | Acetabular Cup Flanged UHMWPE | 22 - 28mm; 40 - 53mm | 555
| SN695 | Smith & Nephew Surgical Pty Ltd | Opera | Acetabular Cup Flanged - XLPE | 22-36mm, 42-76mm | 790
| SN696 | Smith & Nephew Surgical Pty Ltd | Reflection | Acetabular Cup - XLPE | 22-36mm,40-61mm | 790
| ST013 | Stryker Australia Pty Ltd | Hip - Trident All Polyethelene Cup | Enhanced Polyethylene | 40-64mm(Outer Diameter) | 936
| ZI314 | Zimmer | ZCA All Poly Acetabular Cup - XLPE | Highly crosslinked ultra high molecular weight polyethylene | 22, 26, 28 & 32 mm heads; 47-61mm diameter; flanged and non-flanged | 1768
| ZI384 | Zimmer | MS30 Hip - Cups Cemented | Low Profile - PE | 22/36 to 32/64 | 494
Group 18c - Cups, cemented, constrained, modified and unmodified polyethylene
| BI091 | Biomet Australia Pty Ltd | Kasselt Acetabular Cup System | Acetabular Cup, UHMWPE | 46-70mm | 832
| EK020 | ESKA Australia | ESKA Modular All Poly Cup | Snap Lock |  | 572
| EK021 | ESKA Australia | ESKA Modular All Poly Cup | Assymetric 10 degree |  | 572
| HW043 | Howmedica | Brunswick Cup | Polyethylene | 44, 48, 50, 52, 54, 56mm OD | 832
| LO019 | Link Orthopaedic Australia | LINK Lubinus SP Hip Prosthesis | Eccentric | 44 - 58mm | 718
Group 18d - Cups, cemented, other
| PL146 | Plus Orthopedics Australia Pty Ltd | POLAR CUP ACETABULAR CUP SYSTEM | DUAL MOBILITY VPS SHELL CEMENTED | 43-63MM | 1800
Group 19a - Shell, uncemented, Grit blast, not HA
| AD113 | Advanced Surgical Technologies | Transcend Articulation System | Transcend cup - titanium | 42 - 74mm in 2mm increments | 2076
| AD126 | Advanced Surgical Technologies | WMT Interseal Acetabular Shells and Liners | Titanium acetabular shell | 42 - 68mm in 2mm increments | 2076
| MA439 | Mathys Orthopaedics Pty Ltd | ExpanSys Cup | Cementless acetabular component for hip arthroplasty titanium expandable cup with either p/e or m/m inlay | acetabular shell/cup 44-72mm range | 3640
| MA440 | Mathys Orthopaedics Pty Ltd | ExpanSys Cup | Cementless acetabular component for hip arthroplasty titanium expandable cup with either p/e or m/m inlay | UHMW-PE inlay 44-72mm range | 936
| MA442 | Mathys Orthopaedics Pty Ltd | seleXys Shell | Modular Keramed titanium acetabular component to include MACROFIT/TRISTABIL/UNICUP | 44-72mm (2mm increments) | 2808
| PL020 | Plus Orthopedics Australia Pty Ltd | PLUS Hip Joint Prostheses System | Bicon-PLUS Cup | 1 to 9 | 2569
| PL051 | Plus Orthopedics Australia Pty Ltd | Bicon - PLUS | Cementless Cup | 01, 0, 1, 2, 3, 4, 5, 6, 7, 8, 9 | 2569
| PL059 | Plus Orthopedics Australia Pty Ltd | PLUS Hip Joint Prostheses System | Acetabular Shell | 3-11 | 2704
Group 19b - Shell, uncemented, Grit blast, HA
| BB243 | B Braun Australia Pty Ltd | Plasmacup | Isotan | 44mm-68mm | 2080
| EK010 | ESKA Australia | Metal Shell Type 2000/2000 Plus | Metal Shell Screwless or screw fixation |  | 2496
| HW014 | Howmedica | ABG 11Cup with Hydroxyapatite | ABG11 Acetabular Cup - HA coated/Titanium | Sizes 42mm to 74mm OD in 2mm increments | 2600
| HW015 | Howmedica | ABG 11Cup with Hydroxyapatite | ABG II Ceramic Cup - HA coated/Titanium | Sizes 44mm to 66mm OD in 2mm increments | 2600
| LO032 | Link Orthopaedic Australia | CFP Cup ( TOP CUP) | - | 40 - 68mm | 1872
| OH094 | Orthotech Pty Ltd | Lima Total Hip Replacement System | Uncemented Cup with HA/Porous Coat | 44 - 66mm | 2600
| OH140 | Orthotech Pty Ltd | Atlas Acetabular Cup System | Titanium & HA | Atlas Cup 40-74mm | 2600
| OH143 | Orthotech Pty Ltd | Atlas Acetabular Cup System | Titanium & HA | Atlas Screw Dia 6.5mm 15-50mm L | 312
| PL144 | Plus Orthopedics Australia Pty Ltd | POLAR CUP ACETABULAR CUP SYSTEM | DUAL MOBILITY VPS SHELL GRIT BLASTED HA | 43-67MM | 2500 | 2600 | 100
| PL145 | Plus Orthopedics Australia Pty Ltd | POLAR CUP ACETABULAR CUP SYSTEM | DUAL MOBILITY VPS SHELL GRIT BLASTED HA WITH PEGS AND FLANGES | 43-67MM | 3500 | 4900 | 1400
| SK092 | Stryker Australia Pty Ltd (2) | ABG Cup with Hydroxyapatite | ABGII Acetabular HA Shell with 32mm ID ceramic insert | 52,54mm OD | 5096
Group 19c - Shell, uncemented, Beaded, not HA
| AD103 | Advanced Surgical Technologies | Lineage Acetabular System | Titanium | Shells 40 - 80mm in 2mm increments | 2435
| AD226 | Advanced Surgical Technologies | Lineage Acetabular System | Titanium Deep Profile Multi Hole Acetabular Shell | 46 - 74mm in 2mm increments | 2435
| DP360 | De Puy Australia | Sector Cups | Sector (Titanium) | Size 48 to 66 | 2435
| DP361 | De Puy Australia | Solution Deep Profile Cup | Deep Profile Titanium | Size 56 - 80 mm | 2435
| DP551 | De Puy Australia | Bantam Shells | Bantam Titanium | Size 38 - 46 | 3640
| DP558 | De Puy Australia | Duraloc 100 Series Cup | 100 series Titanium | Size 48 - 66 | 2096
| DP975 | De Puy Australia | SROM Total Hip System (Titanium) | Obolong Ace both left and right | 28mm & 32mm size 51+E15N - 66+E15N | 8840
| DY010 | De Puy Australia | SROM Total Hip System (Titanium) | ZTT1 & 2 or arthropor 1& 2 or Super Cup or Gripper | 39 - 72 mm | 2435
| HW068 | Howmedica | Vitalock Acetabular System | Solid-Back Cup - Vitallium/Porous Coated | 42 to 76mm OD in 2mm increments | 2435
| HW069 | Howmedica | Vitalock Acetabular System | Cluster Cup - Vitallium/Porous Coated | 42 to 76mm OD in 2mm increments | 2435
| SN285 | Smith & Nephew Surgical Pty Ltd | Reflection | Acetabular Cup, Porous Titanium Alloy | 42 - 80mm | 2435
| SN287 | Smith & Nephew Surgical Pty Ltd | Reflection | Acetabular Cup Titanium Alloy | 42 - 76mm | 2318
| SN290 | Smith & Nephew Surgical Pty Ltd | Reflection | Acetabular Shell Ceramic, Porous Titanium Alloy | 46-66mm OD | 2141
Group 19d - Shell, uncemented, Beaded, HA
| AD119 | Advanced Surgical Technologies | Transcend/Lineage Articulation System | Titanium HA coated cup | 42 - 74mm in 2mm increments | 3276
| AD287 | Advanced Surgical Technologies | Orion Acetabular Cup | Uncemented, Beaded Acetabular Cup, HA coated | 46-64mm in 2mm increments total of 11 sizes | 3276
| AE038 | Australian Surgical Design & Manufacture Pty Ltd | Heco Hip System | Titanium Cup Implant | 42mm - 76mm | 3120
| DP557 | De Puy Australia | Duraloc Cup | Sector or 100 series Polished inner or polisherd Titanium or HA | Inner 48 to 66 | 2652
| DY031 | De Puy Australia | Option Cup system | Option Ha | 46-66 mm | 2860
| DY278 | De Puy Australia | Pinnacle Acetabular Cup System | Pinnacle 100 or 300 or Sector or 1200, STD or HA Acetabular Cup | 38-80mm | 3276
| FI002 | Finsbury Orthopaedics Australia Pty Ltd | ADEPT MoP Acetabular Component | Porocast Acetabular Shell, CoChr, HA coated size 44-66mm + poly liner | 44-66 outer diameter going up in 2mm increments | 3640
| FI003 | Finsbury Orthopaedics Australia Pty Ltd | ADEPT MoP Acetabular Component | Porocast Acetabular Shell, CoChr, HA coated size 44-66mm + poly liner, Extra Fixation | 44-66 Outer diameter going up in 4mm increments | 4160
| FI004 | Finsbury Orthopaedics Australia Pty Ltd | ADEPT CoC Acetabular component | Porocast Acetabular Shell, CoChr, HA coated | 44-66 Outer diameter going up in 2mm increments | 5200
| FI005 | Finsbury Orthopaedics Australia Pty Ltd | ADEPT CoC Acetabular component | Porocast Acetabular Shell, CoChr, HA coated, ceramic liner, Extra Fixation | 44-66 Outer diameter going up in 4mm increments | 5720
| GO040 | Global Orthopaedic Technology | Consensus Hip System | Acetabular Shell Porous/HA Ti | 42mm to 68mm | 3276
| HW070 | Howmedica | Vitalock Acetabular System | PA Solid-Back and Cluster Cup - Vitallium/Periapatite coated | 42 to 76mm OD in 2mm increments | 2652
| SN260 | Smith & Nephew Surgical Pty Ltd | Axis | HA Cup Titanium Alloy | Axis Shell 44 - 60mm Axis II Shell 44 - 64mm | 2652
| SN286 | Smith & Nephew Surgical Pty Ltd | Reflection | Acetabular Cup HA Coated Titanium Alloy | 42 - 80mm | 2652
| SN688 | Smith & Nephew Surgical Pty Ltd | Reflection | HA Coated acetabular ceramic cup | Sizes 45 - 66 | 2652
Group 19e - Shell, uncemented, Mesh, not HA
| ZI034 | Zimmer | Acetabular Cup | Trilogy Shell - Titanium | 38 - 80 | 2435
| ZI042 | Zimmer | Acetabular Cup | Trilogy AB Multi-Hole Shell - Titanium | 48 - 70 | 2435
| ZI386 | Zimmer | Fitmore Cup | Uncemented Cup - Fitmore - Ti alloy | 42 to 68mm | 2435
Group 19f - Shell, uncemented, Mesh, HA
| ZI035 | Zimmer | Acetabular Cup | Trilogy HATCP Shell - Titanium | 38 - 80 | 2730
| ZI041 | Zimmer | Acetabular Cup | Trilogy AB HA/TCP Cluster Hole Shell - Titanium | 38 - 80 | 2730
Group 19g - Shell, uncemented, Plasma, not HA
| BI028 | Biomet Australia Pty Ltd | Asian Hip System | Acetabular Cup, UHMWPE, Chrome Cobalt Cemented | 28mm x (44-60mm) | 2080
| BI038 | Biomet Australia Pty Ltd | Rx90 Hip System | Acetabular Cup and liner, Titanium Alloy, UHMWPE, Cementless / Cemented | 40-70mm | 2080
| BI065 | Biomet Australia Pty Ltd | Vision Acetabular System | Acetabular Cup System, Cemented, Cementless, Titanium, Chrome Cobalt, UHMWPE | 9-19mm | 2080
| BI111 | Biomet Australia Pty Ltd | Mallory Head Hip System | Acetabular Shell, Titanium | 40-80mm | 2080
| BI699 | Biomet Australia Pty Ltd | McLauglin Plus 5 Acetabular Shell | Acetabular Titanium Shell | 46 - 80mm | 2080
| PD016 | Portland Orthopaedics (Aust) Pty Ltd | Equator Plus Cup | 3-Hole, plasma sprayed shell | 44-70 | 2350
| PD017 | Portland Orthopaedics (Aust) Pty Ltd | Equator Plus Cup | 5-hole plasma sprayed shell | 44-70 | 2350
| PL022 | Plus Orthopedics Australia Pty Ltd | PLUS Hip Joint Prostheses System | EP Fit Multi/Hole Cup | 40 - 68mm Dia | 2912
| PL079 | Plus Orthopedics Australia Pty Ltd | Plus Hip Joint Prostheses System | Acetabular Shell | 42-68 | 2444
| PL106 | Plus Orthopedics Australia Pty Ltd | PLUS Hip Joint Prosthesis System | MPF Cup - Acetabular shell | 46/39 to 64/48 | 2444
| PL117 | Plus Orthopedics Australia Pty Ltd | PLUS Hip Joint Prosthesis System | MPF Cup - Revision shell | 46/39 to 72/52 | 2444
| PL140 | Plus Orthopedics Australia Pty Ltd | POLAR CUP ACETABULAR CUP SYSTEM | DUAL MOBILITY SHELL TITANIUM VPS | 43-67MM | 2350 | 2600 | 250
| PL141 | Plus Orthopedics Australia Pty Ltd | POLAR CUP ACETABULAR CUP SYSTEM | DUAL MOBILITY SHELL TITANIUM VPS WITH PEGS AND FLANGES | 43-67MM | 3350 | 5000 | 1650
| SK128 | Stryker Australia Pty Ltd (2) | Trident Acetabular Component System | Trident Hemispherical Acetabular Shells. Made of Titanium (Ti-6A1-4V) with an Arc Deposit Surface | Shell sizes 42mm - 74mm OD | 2444
Group 19h - Shell, uncemented, Plasma, HA
| BI101 | Biomet Australia Pty Ltd | Bi Hapro Hip System | Ringloc Cup, HAP Coating uncemented | 46mm to 70mm | 2704
| BI110 | Biomet Australia Pty Ltd | Mallory Head Hip System | Acetabular Shell, HAP Coated, Titanium | 40-80mm | 2704
| BI112 | Biomet Australia Pty Ltd | Mallory Head Hip System | Acetabular Shell, Solid, HAP Coated, Titanium | 40-80mm | 2704
| BI770 | Biomet Australia Pty Ltd | Exceed Acetabular System | Shell, Ti | Shell sizes 40-70mm | 2704
| BI917 | Biomet Australia Pty Ltd | Rim Cup | Acetabular Shell Porous/HA Ti | 44 to 64mm | 2704
| CR019 | Corin Australia Pty Ltd | DC Fit Cup Metal Backed | CoCr cup, Cor plasma spray with HAP coating, with/without screws | 42mm-70mm | 1976
| CR074 | Corin Australia Pty Ltd | Alpha Lock Plus Titanium Hip Cup | Titanium hip cup with special pre-closed fixation holes for self-tapping counter sunk screws, UHMWPE inlay. | 42 - 70mm Diameter | 2288
| CR085 | Corin Australia Pty Ltd | Alpha Cera Fit Hip Cup | Cup is made of High Grade Titanium Alloy with Bonit coating | 42, 44, 46, 48, 50, 52, 54, 56, 58, 60, 62, 64, 66, 68, 70, & 74mm | 2288
| GM017 | Global Manufacturing Technology Pty Limited | Cer-Met Series II (Acetabular Component) | Acetabular Shell Porous/HA Ti | 46mm to 66mm | 2704
| GM047 | Global Manufacturing Technology Pty Limited | Contile Fin II | Acetabular Shell Porous HA Ti | 44 to 72mm | 2704
| PL142 | Plus Orthopedics Australia Pty Ltd | POLAR CUP ACETABULAR CUP SYSTEM | DUAL MOBILITY SHELL TITANIUM VPS HA | 43-67MM | 2600 | 2800 | 200
| PL143 | Plus Orthopedics Australia Pty Ltd | POLAR CUP ACETABULAR CUP SYSTEM | DUAL MOBILITY SHELL TITANIUM VPS HA WITH PEGS AND FLANGES | 43-67MM | 3600 | 5800 | 2200
| SK198 | Stryker Australia Pty Ltd (2) | Trident Acetabular Component System | HA coated hemispherical acetabular cup (HA= Hydroxyapatite) | 40mm OD through to 74mm OD (OD= Outer Diametre) | 2704
| ST548 | Stryker Australia Pty Ltd | Trident acetabular component system | Trident shell, titanium - HA coated | 40-74mm OD in 2mm increments | 2704
| ST554 | Stryker Australia Pty Ltd | Osteonics secur-fit - HA PSL acetabular shell | Secur-fit PSL shell titanium - HA coated | OD: 40-72mm in 2mm increments | 2704
| ST555 | Stryker Australia Pty Ltd | Osteonics secur-fit - HA PSL acetabular shell | Secur-fit ABC shell titanium - HA coated for use with ceramic liners | OD: 40-72mm in 2mm increments | 2704
| ST558 | Stryker Australia Pty Ltd | Osteonics secur-fir HA PSL acetabular shell | Secur fit XTRA shell, titanium - HA coated peripheral screw holes | 48-80mm OD in 2mm increments | 2704
| ST933 | Stryker Australia Pty Ltd | Trident Multi-Hole Acetabular Shell | Composition - Titanium (Ti-6AL-4V) with Arc Deposit Surface and Pruefix HA Coating | Shell sizes: 42 - 74mm OD | 2704
| TB068 | Taylor Bryant Pty Ltd | Groupe Lepine Total Hip Replacement | MBA/Pavi Acetabular Cup | 46 - 64mm in 2 mm increments & 0 or 10 Degrees | 1560
Group 19i - Shell, uncemented, Titanium, not HA
| ZI353 | Zimmer | Allofit Cup | Allopro/Allofit Finned Cup - Titanium alloy | 46 - 68mm | 2397
| ZI385 | Zimmer | CLS, CLW Prosthesis - Cups | Uncemented Cup for CLS & CLW - Ti alloy | 46 to 62mm | 2298
| ZI396 | Zimmer | Variall Screw Cup System | Titanium Shell - Ti alloy | 46 to 62mm | 2320
Group 19j - Shell, uncemented, Titanium, HA
| PL021 | Plus Orthopedics Australia Pty Ltd | PLUS Hip Joint Prostheses System | EP Fit PLUS Ti/HA Cup | 40 - 68mm Dia | 2796
Group 19k - Shell, uncemented, Other, not HA
| BI928 | Biomet Australia Pty Ltd | Tripolar Acetabular Cup Series | Ringloc Series, UHMWPE, Chrome Cobalt | 24-28mm | 3346
| DP188 | De Puy Australia | Thackray Hip System | Acetabular Cup Self centering cup | 28mm size 39-65 | 1456
| EK041 | ESKA Australia | Metal Shell Porous Screw Fixation BS | TiNiob Porous Metal Shell | 46-68mm | 3217
| EK047 | ESKA Australia | Metal Shell Cementless BS | TiNiob Coated/HA Metal Shell | 46-68mm | 2600
| ZI325 | Zimmer | Trabecular Metal Modular Acetabular System | Porous Tantalum Modular Shell | 38-80mm diameter; Cluster, Multiholed, No Holes | 3346
Group 19l - Shell, uncemented, Other, HA
| EK038 | ESKA Australia | Metal Shell Cementless BS | TiNiob Coated / HA Metal Shell | 46-68mm | 2600
| EK040 | ESKA Australia | Metal Shell Cementless /HA Screw Fixation BS | TiNiob Coating HA/Metal Shell | 46-68mm | 3200
Group 20a - Liner, unmodified polyethylene
| AD127 | Advanced Surgical Technologies | WMT Acetabular Liners | Duramer UHMWPE Liner | Grp 0, Grp 1, Grp 2, Grp 3, Grp 4, Grp 5, and Grp 6 | 832
| AD263 | Advanced Surgical Technologies | Procotyl-E cup | polyethylene liner | Group 1 - 3 sizes 22 - 32 | 884
| AE037 | Australian Surgical Design & Manufacture Pty Ltd | Heco Hip System | Polyethylene Insert | 42mm - 76mm | 832
| BB237 | B Braun Australia Pty Ltd | Plasmacup PE insert | Chirulen | 44mm-68mm diameters, 22.2mm-32mm articulations | 884
| BI916 | Biomet Australia Pty Ltd | Rim Cup | Acetabular Cup Inserts UHMWPE 28mm | 21 to 26mm | 884
| CR022 | Corin Australia Pty Ltd | DC Fit Cup Metal Backed | Acetabular Liner 0 & 10 deg offset | Sz 1- Sz 6 | 676
| DP112 | De Puy Australia | Duraloc Enduron Liner | Enduron Liner | 28 or 32mm +4 size 48-66 | 884
| DP222 | De Puy Australia | Thackray Hip System | Poly Liner Custom | Made to order | 1248
| DP552 | De Puy Australia | Bantam Liners | Bantam Enduron Polyethylene | 10 Degree 22.225 & 26 & 28mm size 38-46 | 884
| DP968 | De Puy Australia | SROM Total Hip System | UHMWPE or Polythene Liner | 22 or 26 or 28 or 32mm size M28 - XL 46mm | 1248
| DY032 | De Puy Australia | Option Cup system | Liner LPW or STD | 38-80 mm | 884
| DY280 | De Puy Australia | Pinnacle Acetabular Cup System | Pinnacle GVF +4 or Neutral or 10 Degree or Lipped Liners | 38-80mm x 22.225 or 26 or 28 or 32 or 36mm | 936
| DY475 | De Puy Australia | Duraloc Enduron Liner | Polythene Liner in Neutral or 10 or 20 Degree or +4 | 22.225 or 26 or 28 or 32mm size 48-74 | 884
| EA004 | Endotec Australia Pty Ltd | Buechel-Pappas Integrated Total Hip Replacement System | Acetabular Bearing | 45mm to 65mm | 780
| EK077 | ESKA Australia | PE Insert Large Femoral Heads BS 38mm - 44mm - 48mm | UHMWPE Liner | 38mm - 44mm - 48mm | 1100
| EK082 | ESKA Australia | PE Insert 32mm BS | UHMWPE Liner | 32mm | 850
| FI022 | Finsbury Orthopaedics Australia Pty Ltd | Adept MoP Acetabular Component | Liner, unmodified polyethylene |  | 884
| GM016 | Global Manufacturing Technology Pty Limited | Cer-Met II (Acetabular Component) | Acetabular cup Inserts UHMWPE | 46mm to 66mm | 936
| GM048 | Global Manufacturing Technology Pty Limited | Contile Fin II | Acetabular Cup Inserts UHMWPE | 44 to 72mm | 1160
| LO033 | Link Orthopaedic Australia | CFP Insert( TOP INSERT) | - | 40 - 68mm | 427
| OH096 | Orthotech Pty Ltd | Lima Total Hip Replacement System | Protruded UHMWPE Liner | A, B, C, D, E | 936
| OH141 | Orthotech Pty Ltd | Atlas Acetabular Cup System | Titanium & HA | Atlas Poly Insert Std. Dia 28mm | 936
| OH142 | Orthotech Pty Ltd | Atlas Acetabular Cup System | Titanium & HA | Atlas Alumina Insert Dia 28mm | 936
| PD018 | Portland Orthopaedics (Aust) Pty Ltd | Equator Plus Cup | UHMWPE encased in CoCr surround | 28/46, 28/50, 28/52, 28/56, 28/60, 32/52, 32/56, 32/60, 36/56, 36/60 | 850
| PL016 | Plus Orthopedics Australia Pty Ltd | PLUS Hip Joint Prostheses System | Bicon-PLUS PE - Liner | 1 to 9 | 832
| PL017 | Plus Orthopedics Australia Pty Ltd | PLUS Hip Joint Prostheses System | Bicon-PLUS PE - Hooded Liner | 1 to 9 | 832
| PL023 | Plus Orthopedics Australia Pty Ltd | PLUS Hip Joint Prostheses System | EP Fit PE Liner | 40 - 68mm Dia | 853
| PL064 | Plus Orthopedics Australia Pty Ltd | PLUS Hip Joint Prostheses System | PE Insert | <32mm | 886
| PL114 | Plus Orthopedics Australia Pty Ltd | PLUS Hip Joint Prosthesis System | MPF Cup - PE Inserts | 46-64 | 886
| PL147 | Plus Orthopedics Australia Pty Ltd | POLAR CUP ACETABULAR CUP SYSTEM | DUAL MOBILITY CONSTRAINED LINER FOR POLAR CUP | 22.2-28MM BY 43-67MM | 2200
| SN283 | Smith & Nephew Surgical Pty Ltd | Optifix | Acetabular: Liner, 20 degree | 43 - 76mm | 751
| SN289 | Smith & Nephew Surgical Pty Ltd | Reflection | Acetabular Liner | 22 - 36mm, 42 - 76mm | 832
| SN293 | Smith & Nephew Surgical Pty Ltd | Reflection | Lateralised Liner, UHMWPE | 22 - 36mm, 42 - 76mm | 884
| ST559 | Stryker Australia Pty Ltd | Omnifit cup insert | Series II - 0 degree cup insert polyethylene | 22, 26, 28 & 32mm dia | 884
| ST560 | Stryker Australia Pty Ltd | Omnifit cup insert | Series I - 0 degree cup insert, polyethylene | 22, 26, 28 & 32mm dia | 884
| ST561 | Stryker Australia Pty Ltd | Omnifit cup insert | Series II - 10 degree cup insert polyethylene | 22, 26, 28 & 32mm dia | 884
| ST562 | Stryker Australia Pty Ltd | Omnifit cup insert | Series I - 10 degree cup insert polyethylene | 22, 26, 28 & 32mm dia | 884
| ST563 | Stryker Australia Pty Ltd | Omnifit cup insert | Series II -20 degree cup insert, polyethylene | 22, 26, 28 & 32mm dia | 884
| ST564 | Stryker Australia Pty Ltd | Omnifit cup insert | Series I -20 degree cup insert polyethylene | 22, 26, 28 & 32mm dia | 884
| TB066 | Taylor Bryant Pty Ltd | Groupe Lepine Total Hip Replacement | Liner Hooded/Flat | 44 - 64mm in 2mm increments | 340
| ZI033 | Zimmer | Acetabular Cup | Trilogy Oblique Liner - Polyethylene | 38 - 62 | 884
| ZI037 | Zimmer | Acetabular Cup | Trilogy Liner - Titanium | 38 - 80 in 22, 28, 32 | 406
| ZI367 | Zimmer | Armour Cup | Armor Cup P/E Insert | 22 to 32mm, FF to 66QU | 604
| ZI388 | Zimmer | Inserts for Cups | PE (CLS, CLW, Fitmore, Allofit) | 22, 28, 32mm Size 46 to 62 | 604
| ZI491 | Zimmer | Trabecular Metal Acetabular Revision System Liner | Highly cross-linked (Longevity) PE Liners (various) | 28mm x 48mm-80mm - 0deg & 10deg; 32mm x 54-80mm - 0deg & 10 deg; 36mm x 58mm-80mm - 0deg & 10deg; 40mm x 62-80mm - 0deg & 10 deg | 1127
Group 20b - Liner, modified polyethylene
| AD309 | Advanced Surgical Technologies | Lineage A-Class Crosslinked Polyethylene Liner | Standard and lateralized, 0deg and 15deg lipped | 28, 32, 36ID | 1115
| BI106 | Biomet Australia Pty Ltd | Mallory Head Hip System | Acetabular Liner, UHMWPE | 28 & 32mm, Sizes 21 to 28mm | 1144
| BI107 | Biomet Australia Pty Ltd | Mallory Head Hip System | Acetabular Liner, UHMWPE | 22 & 26mm, Sizes 21 to 28mm | 1144
| CR073 | Corin Australia Pty Ltd | Alpha Lock, (UHMWPE) Inlays | UHMWPE | 22-32mm | 822
| CR075 | Corin Australia Pty Ltd | PE Inserts for Alpha Cera Fit Cups (UHMWPE) | (UHMWPE) Ultra High Molecular Weight Polyethylene | 22-28mm Diameter for cup sizes: 42-74mm | 842
| CR094 | Corin Australia Pty Ltd | Alpha Lock Cup Inly (New Sizes) | UHMWPE Inlay | 22mm and 32mm | 790
| DY036 | De Puy Australia | Duraloc Marathon Acetabular Liner | Marathon Polyetholene Neutral or 10 Degree | 28 or 32 mm size 48 - 66 | 1144
| DY210 | De Puy Australia | Pinnacle Acetabular Cup System | Pinnacle Marathon Liner + 4 or Neutral or 10 Degree or Lipped | 38 - 80 mm x 22.225 or 26 or 28 or 32 or 36mm | 1144
| EK001 | ESKA Australia | Metal Shell Type 2000/2000 Plus | PE Insert Type 2000 with Metal Cap TiAIV |  | 468
| EK002 | ESKA Australia | Metal Shell Type 2000/2000 Plus | PE Insert Type 2000 with Cap |  | 468
| EK003 | ESKA Australia | Metal Shell Type 2000/2000 Plus | PE Insert Type 2000 with Metal Cap Assymetric 10 Degrees |  | 468
| EK004 | ESKA Australia | Metal Shell Type 2000/2000 Plus | ESKA-CERAM Insert Type 2000 with Metal Cap TiAIV |  | 1144
| EK005 | ESKA Australia | Metal Shell Type 2000/2000 Plus | ESKA-CERAM Insert Type 2000 with Metal Cap 10 Deg |  | 1144
| EK006 | ESKA Australia | Metal Shell Type 2000/2000 Plus | ESKA-CERAM Insert Type 2000 |  | 1144
| EK007 | ESKA Australia | Metal Shell Type 2000/2000 Plus | ESKA-CERAM Insert Tupe 2000 Assymetric 10 degrees |  | 1144
| GO038 | Global Orthopaedic Technology | Consensus Hip System | Acetabular Cup Inserts UHMWPE 22mm to 32mm | 42mm to 68mm | 1160
| HW021 | Howmedica | ABG Hip System | ABG11 Polyethylene Insert - Enhanced Polyethylene. Standard or 10deg hooded inserts | 22mm,28mm,32mm ID | 1160
| HW060 | Howmedica | PCA Hip System | PCA Cup inserts - Enhanced Polyethylene | 26mm,28mm,32mm ID | 1160
| HW072 | Howmedica | Vitalock Acetabular System | System 12 liner - Enhanced Polyethylene - For use with Vitalock Cups | 22mm,26mm,28mm, 32mm ID | 1160
| HW073 | Howmedica | Vitalock Acetabular System | 30mm custom insert - Enhanced Polyethylene - For use with Vitalock Cups | 30mm ID | 1160
| MA419 | Mathys Orthopaedics Pty Ltd | seleXys PE Inlay | Modular, Keramed CHIRULEN UHMW-PE insert to fit MACROFIT/TRISTABIL/ UNICAP acetabular cup systems | 44mm-72mm | 728
| PL026 | Plus Orthopedics Australia Pty Ltd | PLUS Hip Joint Prostheses System | EP Fit Rex Pol Liner | 42 - 68mm Dia | 1160 | 1560 | 400
| PL054 | Plus Orthopedics Australia Pty Ltd | Plus Hip Joint Prosthesis System | HXLPE Insert | =<32mm | 1160 | 1560 | 400
| PL055 | Plus Orthopedics Australia Pty Ltd | Plus Hip Joint Prosthesis System | HXLPE Insert | >32mm | 1160 | 1768 | 608
| PL062 | Plus Orthopedics Australia Pty Ltd | PLUS Hip Joint Prostheses System | HXLPE | <32mm | 1160 | 1560 | 400
| PL063 | Plus Orthopedics Australia Pty Ltd | PLUS Hip Joint Prostheses System | HXLPE | >32mm | 1160 | 1768 | 608
| PL080 | Plus Orthopedics Australia Pty Ltd | Plus Hip Joint Prostheses System | HXLPE Liner | >32mm | 1160 | 1768 | 608
| PL112 | Plus Orthopedics Australia Pty Ltd | PLUS Hip Joint Prosthesis System | MPF Cup - HXLPE Inserts | <32mm | 1160 | 1560 | 400
| PL113 | Plus Orthopedics Australia Pty Ltd | PLUS Hip Joint Prosthesis System | MPF Cup - HXLPE Inserts | >32mm | 1160 | 1768 | 608
| PL148 | Plus Orthopedics Australia Pty Ltd | POLAR CUP ACETABULAR CUP SYSTEM | DUAL MOBILITY CONSTRAINED LINER FOR POLAR CUP - MODIFIED POLYETHYLENE | 22.2-28MM BY 43-67MM | 2500
| SK013 | Stryker Australia Pty Ltd (2) | Trident Acetabular Component System | Elevated Rim Inserts - Crossfire Polyethylene | Fits 50-70mm with 28,32 and 36mm ID Options | 1160
| SK318 | Stryker Australia Pty Ltd (2) | SXL Trident Acetabular Inserts | Sequentially cross linked polyethylene | Inner diameters: 22mm, 26mm, 28mm 32mm, 36mm, 38 - 64mm. For outer diameter shells 40mm - 80mm. | 1560
| SN291 | Smith & Nephew Surgical Pty Ltd | Reflection | Acetabular Liner XLPE | 22 - 36mm, 42 - 76mm | 1062
| SN663 | Smith & Nephew Surgical Pty Ltd | 35deg Reflection Liner | UHMWPE | 50 - 60mm | 2600
| SN707 | Smith & Nephew Surgical Pty Ltd | Optifix | Acetabular Liners, XLPE | 43-76mm | 884
| ST546 | Stryker Australia Pty Ltd | Trident acetabular component system | Leteralised cup insert, enhanced polyethylene | 26, 28 & 32mm | 1160
| ST549 | Stryker Australia Pty Ltd | Trident acetabular component system | Trident polyethlene liner, enhanced polyethlene | 22, 26, 28, 32mm dia | 1160
| ST799 | Stryker Australia Pty Ltd | ABG Hip System | PEEK Composite inserts to be used with the ABG acetabular shell. All inserts have a 28mm internal diameter. | To fit ABG 11 cup sizes OD 50, 52, 54, 56, 58mm | 1160
| ST930 | Stryker Australia Pty Ltd | System 12 +4mm Acetabular Insert | Composition - Duration stabilized polyethylene | 28 and 32mm ID with a 10 degree hood to fit all sizes of System 12 shells | 1160
| ST931 | Stryker Australia Pty Ltd | System 12 Crossfire Insert | Composition - Crossfire polyethylene | Fits 46 - 72mm System 12 shells in 28 and 32mm ID with 0 and 10 degree insert orientation | 1160
| TB174 | Taylor Bryant Pty Ltd | GL - U Hooded Liner | Acetabular component for total hip system | 46, 48, 50, 52, 54, 56, 58, 60, 62, 64mm | 589
| ZI045 | Zimmer | Acetabular Cup | Longevity XLPE Polyethylene Liner 7mm Offset | 46 - 70 | 1160
| ZI046 | Zimmer | Acetabular Cup | Longevity XLPE Polyethylene Liner 20 Degree | 38 - 80 | 1160
| ZI047 | Zimmer | Acetabular Cup | Longevity XLPE Polyethylene Liner 10 Degree | 38 - 80 | 1160
| ZI048 | Zimmer | Acetabular Cup | Longevity XLPE Polyethylene Liner 0 Degree | 38 - 80 | 1160
| ZI315 | Zimmer | Trilogy Acetabular System - Longevity Eccentric | Highly crosslinked ultrahigh molecular weight polyethylene | 22 + 28 + 32 Head Diameters; 38 - 80mm Outer Diameters | 1160
| ZI317 | Zimmer | Trilogy Acetabular System - Longevity Oblique | Highly crosslinked ultrahigh molecular weight polyethylene | 22 + 28 + 32 Head Diameters; 38 - 80mm Outer Diameters | 1160
| ZI357 | Zimmer | Alpha Durasul Insert | Durasul Acetabular Cup Inserts - Special UHMWPE | 22mm x 42 to 28mm x 68 | 1160
| ZI360 | Zimmer | Converge | Durasul Insert - Special UHMWPE | 22/39 to 38/81mm | 1160
| ZI393 | Zimmer | Variall Screw Cup System | Durasul Insert - special UHMWPE | II28 to NN28mm | 1160
Group 20c - Liner, ceramic
| AD116 | Advanced Surgical Technologies | Transcend/ Lineage Articulation System | Ceramic Liner | 28mm & 32mm Group 1,2,3 & 4 | 1926
| AD261 | Advanced Surgical Technologies | Procotyl-E cup ceramic inserts | acetabular cup | Group 1 - 3, Size 28 and 32 | 2496
| BB235 | B Braun Australia Pty Ltd | Plasmacup Ceramic Insert | Biolox | 44mm-68mm | 2340
| BI073 | Biomet Australia Pty Ltd | Modular Ceramic System | Acetabular Ceramic/ Polyethylene Liner, UHMWPE | 28mm, 32mm, -6 to +12mm | 2496
| BI913 | Biomet Australia Pty Ltd | Rim Cup | Acetabular Cup Inserts Ceramic 28mm | 23 to 26mm | 2496
| CR063 | Corin Australia Pty Ltd | Ceramic Insert for Alpha Cera Fit Cup | Biolox Forte | 28-36mm | 2496
| CR095 | Corin Australia Pty Ltd | Ceramic Insert for Alpha Cera Fit Cup (New Sizes) | Biolox Forte | 32mm and 36mm | 2400
| DY034 | De Puy Australia | Option Cup system Liner | Option Ceramic | 46-66 mm | 2496
| DY211 | De Puy Australia | Pinnacle Acetabular Cup System | Pinnacle Metal or Ceramic Insert Neutral | 48 - 80 mm 22.225 or 28 or 32 or 36 mm | 2600
| EK065 | ESKA Australia | Insert Eska Ceram BS | Ceramic on ceramic bearing insert | 48-66mm | 2500
| FI023 | Finsbury Orthopaedics Australia Pty Ltd | Adept CoC Acetabular component | Liner |  | 2080
| GM024 | Global Manufacturing Technology Pty Limited | Cer-Met Series II (Acetabular Component) | Acetabular cup Inserts Ceramic | 46mm to 66mm | 2600
| GM049 | Global Manufacturing Technology Pty Limited | Contile Fin II | Acetabular Cup Inserts Biolox Ceramic | 44 to 72mm | 2600
| GO039 | Global Orthopaedic Technology | Consensus Hip System | Acetabular Cup Inserts Ceramic 28mm to 32mm | 42mm to 68mm | 2600
| MA421 | Mathys Orthopaedics Pty Ltd | seleXys Ceramic Inlay | Modular, Keramed BIONIT ceramic insert to fit MACROFIT/TRISTABEL/UNICAP acetubular cup systems | 44-72mm | 2496 | 3328 | 832
| OH095 | Orthotech Pty Ltd | Lima Total Hip Replacement System | Ceramic Liner | A, B, C, D, E | 2496
| OH220 | Orthotech Pty Ltd | Atlas Acetabular Cup System | Titanium & HA | Atlas Alumina Insert Dia 28mmort | 2496
| PD019 | Portland Orthopaedics (Aust) Pty Ltd | Equator Plus Cup | Ceramic surrounded in CoCr taper ring | 28/37/46, 28/39/50, 28/41/52, 28/44/56, 28/48/60, 32/39/50, 32/41/52, 32/44/56, 32/48/60, 36/44/56, 36/48/60 | 2500
| PL018 | Plus Orthopedics Australia Pty Ltd | PLUS Hip Joint Prostheses System | Bicon-PLUS / Ceramic Liner | 3 to 9 | 2600
| PL024 | Plus Orthopedics Australia Pty Ltd | PLUS Hip Joint Prostheses System | EP Fit Ceramic Liner | 48 - 68mm Dia | 2600
| PL058 | Plus Orthopedics Australia Pty Ltd | Plus Hip Joint Prosthesis System | Ceramic Dysplasia Insert | 3-9 | 2600
| PL060 | Plus Orthopedics Australia Pty Ltd | PLUS Hip Joint Prostheses System | Ceramic Insert | <32mm | 2600
| PL061 | Plus Orthopedics Australia Pty Ltd | PLUS Hip Joint Prostheses System | Ceramic Insert | >32mm | 2600
| PL081 | Plus Orthopedics Australia Pty Ltd | Plus Hip Joint Prostheses System | Ceramic Insert | >32mm | 2600
| PL100 | Plus Orthopedics Australia Pty Ltd | PLUS Hip Joint Prosthesis System | MPF Cup - Cermaic Insert | >32mm | 2600
| PL108 | Plus Orthopedics Australia Pty Ltd | PLUS Hip Joint Prosthesis System | MPF Cup - Ceramic Insert | <32mm | 2600
| SK010 | Stryker Australia Pty Ltd (2) | ABGII Cup with Hydroxyapatite | Alumina Ceramic Insert | 5x sizes in 28mm ID, 3x sizes in 32mm ID | 2558
| SN257 | Smith & Nephew Surgical Pty Ltd | Axis | Ceramic Insert AlO3 | 28, 32mm ID; 44 - 60mm OD | 2007
| SN297 | Smith & Nephew Surgical Pty Ltd | Reflection | Acetabular Liner Ceramic, AlO3 | 28 - 36mm, 46 - 66mm OD | 2236
| ST565 | Stryker Australia Pty Ltd | Alumina acetabular inserts | Ceramic insert, alumina | 28, 32 & 36mm dia | 2558
| TB177 | Taylor Bryant Pty Ltd | GL - Alumina U Liner | Acetabular component for total hip system, polyethylene | 46-64mm (increment by 2mm) | 2236
| ZI044 | Zimmer | Acetabular Cup | Trilogy AB Ceramic Liner - Titanium | 48 - 70 | 2496
| ZI354 | Zimmer | Alpha Cerasul Insert | Cerasul Acetabular Cups Inserts - Ceramic / PE | 52 to 70mm | 2496
| ZI394 | Zimmer | Variall Screw Cup System | Cerasul Insert - Ceramic | II28 to NN28mm | 2496
Group 20d - Liner, metal
| AD289 | Advanced Surgical Technologies | Transcend/Lineage Articulation System | Metal CoCr Liner | Grp 1, Grp 2, Grp 3, Grp 4 28, 32 & 36mm | 1926
| CR062 | Corin Australia Pty Ltd | Metal Insert for Alpha Cera Fit Cup | Endocast SL | 28mm Inner Diameter for 48-74mm Cups | 1560
| EK037 | ESKA Australia | Metal Insert Silver BS | Metal on metal resurfacing bearing insert | 46-68mm | 2100
| EK042 | ESKA Australia | Metal Insert Silver BS | Metal on metal bearing insert | 46-66mm | 2100
| MA441 | Mathys Orthopaedics Pty Ltd | ExpanSys Cup | Cementless acetabular component for hip arthroplasty titanium expandable cup with either p/e or m/m inlay | Metal on metal inlay 44-72mm range | 2288
| MA464 | Mathys Orthopaedics Pty Ltd | seleXys Metal on Metal Inlay | Modular, Keramed, Metal on Metal, 28mm insert to fit Macrofit/Tristabel/Unicup Acetabular Cup systems | 12 sizes in 28mm internal diameter to accept 28mm MOM femoral head (Size 44-72 in 2mm increments) | 2200
| OH229 | Orthotech Pty Ltd | Lima Metal Liner | Metal Liner | 28mm, 32mm and 36mm | 2000
| PL019 | Plus Orthopedics Australia Pty Ltd | PLUS Hip Joint Prostheses System | Bicon-PLUS Met Liner | 1 to 9 | 1926
| PL025 | Plus Orthopedics Australia Pty Ltd | PLUS Hip Joint Prostheses System | EP Fit PLUS Met Liner | 48 - 68mm Dia | 1926
| PL065 | Plus Orthopedics Australia Pty Ltd | PLUS Hip Joint Prostheses System | Metal Insert | <32mm | 1926
| PL074 | Plus Orthopedics Australia Pty Ltd | Plus Hip Joint Prosthesis System | Metal Dysplasia Insert | 1-9 | 1926
| PL090 | Plus Orthopedics Australia Pty Ltd | PLUS Hip Joint Prostheses System | Metal Insert | >32mm | 2288
| PL110 | Plus Orthopedics Australia Pty Ltd | PLUS Hip Joint Prosthesis System | MPF Cup - Metal Insert | <32mm | 1926
| PL111 | Plus Orthopedics Australia Pty Ltd | PLUS Hip Joint Prosthesis System | MPF Cup - Metal Insert | >32mm | 2288
Group 20e - Liner, constrained
| BI092 | Biomet Australia Pty Ltd | Mallory Head Hip System | Acetabular Liner, Constrained, Ringloc, UHMWPE | 28-38mm | 3016
| BI878 | Biomet Australia Pty Ltd | Freedom Constrained Liner | Constrained Acetabular Liner - UHMWPE, Ti | 23 to 62 | 3016
| CR088 | Corin Australia Pty Ltd | Alphalock Constrained Liner | UHMWPE | 48 to 70mm outer diameter in 2mm increments | 1030
| DP014 | De Puy Australia | Duraloc Constrained Liner | Constrained liner with titanium alloy ring | 28mm or 32mm, 48 - 74mm | 1836
| DP969 | De Puy Australia | SROM Total Hip System | UHMWPE Constrained | 0Deg, 10 Deg, 28mm, 32mm, | 2435
| PL042 | Plus Orthopedics Australia Pty Ltd | PLUS Hip Joint Prosthesis System | constrained liner | 1 - 9, 28mm, 32mm | 2444
| PL043 | Plus Orthopedics Australia Pty Ltd | PLUS Hip Joint Prosthesis System | Bofor revision Liner standard & antidislocation PE | 48 -70mm dia | 1872
| PL056 | Plus Orthopedics Australia Pty Ltd | Plus Hip Joint Prosthesis System | Constrained Liner | 1-9 | 1352
| SN689 | Smith & Nephew Surgical Pty Ltd | Reflection | Constrained Acetabular Liner - UHMWPE | 22 - 32mm, 42 - 76mm | 2144
| SN701 | Smith & Nephew Surgical Pty Ltd | Reflection | Constrained acetabular liner - adaptor ring | 42 - 76mm | 2144
| ST539 | Stryker Australia Pty Ltd | Constrained acetabular insert | Polyethylene & cobalt chrome | 22, 26, 28, 32mm dia | 3016
| ST932 | Stryker Australia Pty Ltd | Trident Constrained Acetabular Insert | Two pre assembled components: Outer insert component and a captured UHR (Universal Head) component. Composition - Cobalt chrome alloy and UHMWPE (ultra high molecular weight polyethylene) with a Titanium 6A1-4V ELI alloy retaining ring | Match with 6x Trident shell sizes E, F, G, H, I, J. Insert sizes E and F require a 22mm head size. Insert sizes G, H, I, J require a 28mm head size. | 3016
| ZI030 | Zimmer | Acetabular Cup | Trilogy Constrained Liner - Polyethylene | 50 - 80 | 1459
| ZI318 | Zimmer | Trilogy Acetabular System - Longevity Constrained | Highly crosslinked ultrahigh molecular weight polyethylene | 22 + 28 + 32 Head Diameters; 38 - 80mm Outer Diameters | 2100
Group 21 - Bonded shell/liner
| MA031 | Mathys Orthopaedics Pty Ltd | RM Cementless Cup | Monomesh/Ceros 80/Titanium | 46mm - 68mm | 2368
| ZI339 | Zimmer | Press Fit - Uncemented Metasal Cup | Protek, Metal alloy/PE | 48 - 64mm | 4680
| ZI387 | Zimmer | Press Fit - Uncemented Cup | Uncemented Press fit Cup - PE / Ti alloy | 22/40 to 32/64mm | 2320
Group 22b - Uncemented metal on metal, not resurfacing
| BI055 | Biomet Australia Pty Ltd | Biomet Alternate Bearing Surface | Metal on Metal Acetabular Shell, Titanium | 46 - 70mm | 2207
| BI057 | Biomet Australia Pty Ltd | Biomet Alternate Bearing Surface | Metal Acetabular Insert, Chrome Cobalt | Standard | 1465
| BI783 | Biomet Australia Pty Ltd | M2a Modular Head Component & Special Acetabular Cup | Metal on Metal Acetabular, Chrome Cobalt, Ti | 48-70 mm | 5588
| DY021 | De Puy Australia | Ultima Total Hip System | Ultima Metal on metal, Titanium | Size Std 28mm 0D and Avg 28mm 10D | 2354
| DY022 | De Puy Australia | Ultima Total Hip System | Ultima Metal on metal shell with 3 hole Titanium | Size 48-68 | 2354
| MA023 | Mathys Orthopaedics Pty Ltd | RM cup with MOM | Chrome, cobalt lining | Dia 46mm - 64mm | 3588
| MA461 | Mathys Orthopaedics Pty Ltd | ExpanSys Cup | Cementless acetabular component for hip arthroplasty titanium expandable cup with either p/e or m/m inlay | acetabular shell/cup 44-72mm range | 3640
| PL134 | Plus Orthopedics Australia Pty Ltd | POLARSTEM FEMORAL STEM SYSTEM | CEMENTED POLISHED TAPERED STEM STANDARD AND LATERAL 10/12 TAPER AND 12/14 TAPER | 0-8 | 2200
| ZI389 | Zimmer | Inserts for Cups - Metasul | Uncemented Cup Inserts for CLS, CLW, Fitmore, Allofit, PE / CoCr - special Metasul alloy | 28mm | 2354
| ZI395 | Zimmer | Variall Screw Cup System | Metasul Insert - special metal alloy | II28 to NN28mm | 2354
Group 24a - Resurfacing, metal, not HA
| AD313 | Advanced Surgical Technologies | Conserve Total SUPERFIX Shell | Porous coated, super finished, revision resurfacing cup with fins and screws | 50mm - 72mm OD | 6300
| BI841 | Biomet Australia Pty Ltd | Resurfacing Hip System | Acetabular Shell CoCr, Ti | 44 - 66mm | 5793
| ZI467 | Zimmer | Durom | Resurfacing System - Special Acetabular Cup, Metasul/Ti alloy | A - V | 6098
Group 24b - Resurfacing, metal, HA
| AD213 | Advanced Surgical Technologies | CONSERVE PLUS Total Hip Resurfacing System | Titanium Acetabular Shell - Super Polished | ID 36 - 54mm, OD 46 - 64mm | 5096
| AD229 | Advanced Surgical Technologies | Conserve Plus Total Hip Resurfacing System | Titanium Thin Acetabular Shell - Super Polished | 36 - 54mm ID in 2mm Increments | 5084
| AD321 | Advanced Surgical Technologies | Quadra-Fix Acetabular Shell | Dysplasia Cup, Porous Coated, HA | O.D. 44mm - 66mm | 7000
| BI842 | Biomet Australia Pty Ltd | Resurfacing Hip System | Acetabular Shell CoCr, Ti, HA Coated | 44 - 66mm | 6240
| CR048 | Corin Australia Pty Ltd | Cormet 2000 Resurfacing Hip | Acetabular cup for resurfacing head Cobalt chrome TiAlloy and HAP bicoat | Dia 40 -56mm | 4923
| CR087 | Corin Australia Pty Ltd | Cormet Dysplasia Cup | High Carbon Cobalt Chrome | 48, 52, 56, 60, 64mm | 5084
| DY328 | De Puy Australia | ASR Hip System | Acetabular Cup | 38.5-64.5mm | 5084
| FI013 | Finsbury Orthopaedics Australia Pty Ltd | Adept MoM Acetabular Component | Porocast Acetabular Shell , Co Chr, HA coated size 44-66mm | 44-66mm Outer diameter going up in 2mm increments | 5200
| FI014 | Finsbury Orthopaedics Australia Pty Ltd | Adept MoM Acetabular Component - Extra Fixation Cup | Porocast Acetabular Shell , Co Chr, HA coated | 46-66mm Outer diameter going up in 4mm increments | 6760
| GO044 | Global Orthopaedic Technology | Consensus Hip System | Acetabular cup porous coated CoCr | 44-66mm | 5084
| GO045 | Global Orthopaedic Technology | Consensus Hip System | Dysplasia cup porous coated + screws | 46-66mm | 7280 |  |  | Flange Suffix
| GO048 | Global Orthopaedic Technology | ICON Hip System | Acetabular Cup Porous Coated CoCr | 44-66mm cups | 5084
| GO050 | Global Orthopaedic Technology | ICON Hip System | Dysplasia Cup Porous Coated with Screws CoCr | 46-66mm | 7280 |  |  | Flange Suffix
| SN742 | Smith & Nephew Surgical Pty Ltd | Birmingham Hip Resurfacing Prostheses - Acetabular Cup | Porous Coated | 44 - 66 mm cups | 5084
| SN744 | Smith & Nephew Surgical Pty Ltd | Birmingham Hip Resurfacing Dysplasia Cup | Acetabular Cup Porous Coated with screw fixation | Dysplasia Cups: 46 - 66 mm cups | 7280 |  |  | Flange Suffix
| SR044 | Stryker Australia Pty Ltd (3) | Stryker Orthopaedic Traditional Resurfacing HipSystem | Resurfacing Cup | 44mm - 68mm | 6000
Group 24c - Resurfacing, ceramic
| EK056 | ESKA Australia | Insert Eska Ceram BS | Ceramic on ceramic resurfacing bearing insert | 38-58mm | 2600
Group 24d - Resurfacing, other
| EA003 | Endotec Australia Pty Ltd | Buechel-Pappas Integrated Total Hip Replacement System | Acetabular Cup-Ceramic coated titanium | 45mm to 69mm | 2600
ACETABULAR RECONSTRUCTION DEVICES
Group 25 - Acetabular Reconstruction Shells
| AD262 | Advanced Surgical Technologies | Procotyl-E cup | acetabular cup titanium alloy | 52mm - 76mm, in 2mm increments | 5096
| BB247 | B Braun Australia Pty Ltd | Reconstruction Shell | Isotan | 52-64mm, left and right | 2912
| BI142 | Biomet Australia Pty Ltd | Mars Acetabular System | Acetabular Shell, Titanium | Sizes 48 to 60mm | 2912
| BI700 | Biomet Australia Pty Ltd | Par 5 Protrusio Acetabular System | Obturator Hook - Titanium Metal | One size only | 1426
| BI701 | Biomet Australia Pty Ltd | Par 5 Protrusio Acetabular System | Blade - Titanium Metal | One size only | 1426
| BI703 | Biomet Australia Pty Ltd | Par 5 Protrusio Acetabular System | Acetabular Flange - Titanium Metal | Short (L,R,N), Medium (L,R,N), Long (L,R,N) | 1426
| BI704 | Biomet Australia Pty Ltd | Par 5 Protrusio Acetabular System | Acetabular Shells - Titanium Metal | 56 - 72mm | 6380
| BI836 | Biomet Australia Pty Ltd | Par 5 Protrusio Acetabular System | Acetabular Shell CrCo, Ti, Ha Coated | 56 - 72mm | 6760
| BI914 | Biomet Australia Pty Ltd | Batcup | Revision Acetabular Cup including locking ring and lugs | 21 to 24mm | 4680
| DP945 | De Puy Australia | Octopus Cup System | Cup | Size 50, 55mm | 1426
| DY169 | De Puy Australia | Ultima Acetabular Ring | Ultima Acetabular Ring | 40 - 62mm | 1301
| EK027 | ESKA Australia | Cranial Shell type 2000 | Acetabular Shell for revision. Screw fixation - short flap, flap, anatomical flap | 52mm - 72mm Left and Right | 4056
| EK070 | ESKA Australia | Metal Shell Dysplasia Porous Screw Fixation BS | TiNiob Coating HA/Metal Shell with flange | 46-66mm | 4900
| HW064 | Howmedica | Petrusion Shell | Kerboull - Vitallium | 44, 48, 52, 56, 60mm OD | 1153
| LO013 | Link Orthopaedic Australia | Link McMinn Acetabular Reconstruction Cup System | Cementless Cup HAC Coated | 45 - 55 mm | 3744
| LO014 | Link Orthopaedic Australia | Link McMinn Acetabular Reconstruction Cup System | Polyethylene Insert | 45 - 55 mm | 756
| OH109 | Orthotech Pty Ltd | Lima Total Hip Replacement System | SPH Revision Cup | 50 - 66mm | 5096
| OH112 | Orthotech Pty Ltd | Lima Total Hip Replacement System | Titanium Revision Bilobo Cup | 50 - 58mm | 5720
| PL039 | Plus Orthopedics Australia Pty Ltd | PLUS Hip Joint Prostheses System | Bofor Rev Shell | 48-70mm dia | 4170
| SN265 | Smith & Nephew Surgical Pty Ltd | Contour | Acetabular Roof Reinforcement Shell | 44 - 74mm OD | 1426
| ST547 | Stryker Australia Pty Ltd | Restoration acetabular gap ring | Titanium | 48-72mm OD in 2mm increments | 3432
| ST557 | Stryker Australia Pty Ltd | Restoration gap II acetabular shell | GAP CUP II titanium anatomic (left & right) | 48-72mm OD in 2mm increments | 3952
| TB175 | Taylor Bryant Pty Ltd | B2C Espace Acetabular Cup | Acetabular component for revision hip system | Espace Shell 0 degrees peak - diam 50mm, 54mm, 58mm, 62mm with plastic insert, Espace Shell 20 degrees peak - diam 50mm, 54mm, 58mm, 62mm with plastic insert, Espace Shell 8mm extension - diam 50mm, 54mm, 58mm, 62mm with plastic insert, Espace Shell 14mm | 6240
| ZI249 | Zimmer | Trabecular Metal Primary | Acetabular cups - elliptical Primary | 22 and 28mm diameter | 3120
| ZI271 | Zimmer | Hedrocel button | Hedrocel tantulum | Small and medium x 10mm thick | 1352
| ZI276 | Zimmer | Hedrocel strut | Hedrocel tantulum | 10mm long | 4264
| ZI371 | Zimmer | Lor Acetabular Cup | Oblong Revision Shell, cementless - Ti alloy | 52/58 to 72/84 | 3952
| ZI372 | Zimmer | Lor Acetabular Cup | P/E Insert | 28, 32 | 1226
Group 26 - Acetabular Reconstruction Cages
| AD264 | Advanced Surgical Technologies | Procotyl-E T Plate | titanium alloy | One size only for left and right | 1040
| AD265 | Advanced Surgical Technologies | Procotyl-E screws | titanium alloy | Diameter 5.5mm, Length 15 - 60mm | 395
| AD266 | Advanced Surgical Technologies | Procotyl-E double plate | titanium alloy | 4, 5 and 6 holes left and right sides | 1040
| AD267 | Advanced Surgical Technologies | Procotyl-E hooks | titanium alloy | 18mm, 23mm, 28mm | 811
| AD268 | Advanced Surgical Technologies | Procotyl-E L Plates | titanium alloy | One size only for left and right | 1040
| BI872 | Biomet Australia Pty Ltd | MAX-Ti Modular Protrusio Cage | Modular Protrusion Cage, Ti | Protrusio Cage 52, 56, 60, 64, 68, 72mm Left & Right | 6961
| BI874 | Biomet Australia Pty Ltd | MAX-Ti Modular Protrusio Cage | Modular Protrusion Cage, Ti | Iliac Flange Augment 6mm Flat & Wedge | 889
| DP944 | De Puy Australia | Octopus Cup System | Screw | 6.5mm Diameter length 15-65mm | 127
| DP946 | De Puy Australia | Octopus Cup System | Hooded Liner | 22.2, 28 and 32mm Size 55, 50 | 673
| DP947 | De Puy Australia | Octopus Cup System | Reorientation Liner | 22.2, 28 and 32mm Size 50-55mm | 675
| DP948 | De Puy Australia | Octopus Cup System | Ring Right and Left | Size 50-55mm | 889
| DP949 | De Puy Australia | Octopus Cup System | Ring Long left and right | Size 50-55mm | 889
| DY064 | De Puy Australia | Protrusio Cage | Left and right Cobalt Chrome/Titanium | Size 52OD X 49ID, 56OD X 53ID, 60OD X 57ID | 889
| HW044 | Howmedica | Exeter Hip System | X-Change Revision Mesh - Stainless Steel | Acetabular, Femoral and Flat Mesh | 889
| HW045 | Howmedica | Exeter Hip System | X-Change Revision Mesh -Rim - Stainless Steel | Small | 863
| HW046 | Howmedica | Exeter Hip System | X-Change Revision Mesh - Rim - Stainless Steel | Large | 855
| OH108 | Orthotech Pty Ltd | Lima Total Hip Replacement System | Acetabular Revision Plate | 50, 54, 58, 62, 64mm | 2288
| OH144 | Orthotech Pty Ltd | Coriolis | CrCo - Fixation screws, Support Ring | Fixation Screws - Dia 6.5mm/Length 15-50mm | 2288
| PL126 | Plus Orthopedics Australia Pty Ltd | Reko Reconstruction Cage | Reconstruction Cage | 44-52 Lt & Rt | 2200 | 2700 | 500
| PL151 | Plus Orthopedics Australia Pty Ltd | Polar Cup Acetabular Cup System | Acetabular Reconstruction Cage | Waiting | 2000
| ZI001 | Zimmer | Zimmer Acetabular Cup | Roof ring | 46 - 60mm | 1040
| ZI002 | Zimmer | Zimmer Acetabular Cup | Acetabular Cage - Left, right | 52, 58, 64mm OD | 1040
| ZI390 | Zimmer | Acetabular Reinforcement | Roof Ring - Ti alloy | 44 to 58mm | 1040
| ZI391 | Zimmer | Acetabular Reinforcement | Roof Ring with Hook - Ti alloy | 36/23 to 64/23mm | 1040
| ZI392 | Zimmer | Acetabular Reinforcement | Protrusio Cage - Ti alloy | 44 to 50mm (left and right) | 1040
Group 27 - Acetabular Reconstruction Saddles
| GM051 | Global Manufacturing Technology Pty Limited | Contile Fin II | Revision Ring Ti | 52 to 72mm | 1924
SPECIAL NEEDS GROUP
Group 28 - Special Purpose Group
| BI889 | Biomet Australia Pty Ltd | Orthopaedic Salvage System | Proximal Femoral Component, Letson or Finn, Anatomic, Ti | 7cm Left or Right | 6552
| HW402 | Howmedica | Exeter Hip System | Stem: Standard - Orthinox | Sizes 0-6, Offsets 35 - 5, 37 - 5, 44, 50mm | 2392
| HW403 | Howmedica | Exeter Hip System | Exeter Duration Cup - Enhanced Polyethylene - Low and High Profile | OD: 40-60mm, ID: 22, 26, 28, 30 | 832
| SN693 | Smith & Nephew Surgical Pty Ltd | Hip Component | Femoral or acetabular | Size 0 - 20 | 6396
Group 29 - Special Purpose Tumour Products
| EK016 | ESKA Australia | ESKA Tumor Revision System MML | Proximal femoral implant | various sizes | 11440
| LO009 | Link Orthopaedic Australia | LINK Saddle Prosthesis Saddle Prosthesis | Saddle Component | One size only | 4976
| LO010 | Link Orthopaedic Australia | LINK Saddle Prosthesis Saddle Prosthesis | Base Component | 60 - 160mm | 3909
| LO011 | Link Orthopaedic Australia | LINK Saddle Prosthesis Saddle Prosthesis | Set Screw for Base Component | One size only | 205
| LO012 | Link Orthopaedic Australia | LINK Saddle Prosthesis Saddle Prosthesis | Stem | 14 - 25mm x 210, 250, 290 & 330mm; 12 x 160, 180, 210, 250 - MP; 14 x 160, 180 - MP; 16 x 160, 180 - MP; 18 x 160, 180 - MP; 20 x 160, 180 - MP; 22.5 x 160, 180 MP; 25 x 160, 180 - MP | 1742
| LO028 | Link Orthopaedic Australia | LINK Partial Pelvis Replacement | Partial Pelvis Replacement (left/right) | 48-67mm | 3848
| LO029 | Link Orthopaedic Australia | LINK Partial Pelvis Replacement | Partial Pelvis Replacement (left/right) with additional Caudal Flange | 48-67mm | 4056
| LO030 | Link Orthopaedic Australia | LINK Partial Pelvis Replacement | Hook for Obturator Foramen Width | 6-12mm | 678
| LO031 | Link Orthopaedic Australia | LINK Endo-Model Partial Pelvis Replacement | Fixation Screws, for Obturator Foramen, including screw lock | 20mm - 35mm; four (4) sizes | 193
| MA024 | Mathys Orthopaedics Pty Ltd | CCE Ring | CCE roof reinforcement ring - | Dia 46 - 58mm | 1005
| OH091 | Orthotech Pty Ltd | Lima RPS Femoral System | Cemented Revision Stem | 280, 330, 380mm | 7176
| OH092 | Orthotech Pty Ltd | Lima RPS Femoral System | Modular Spacer | 20 - 144mm | 3640
ACCESSORY
Accessory
| AD322 | Advanced Surgical Technologies | Quadra-Fix Acetabular Shell | Quadra-Fix Double threaded, 6.5mm Cancellous Screw | 35mm - 80mm in 5mm increments | 380
| PL149 | Plus Orthopedics Australia Pty Ltd | Polar Cup Acetabular Cup System | Impacting Anchorage Pegs for Polar Cup Shell | 15mm | 260
| PL150 | Plus Orthopedics Australia Pty Ltd | Polar Cup Acetabular Cup System | Corital Screws for Polar Cup Shell | 4.5mm by 40-60mm | 122