## Hip
HIP SPECIALTY SHEET (Prostheses List, February 2006 - Effective 14th March 2006)
| Please Note: Items with gaps generally have low utilisation on a national basis | [6 empty] | Highlighted Items may attract a potential gap payment
| Billing Code | Sponsor | Product Name | Description | Minimum Benefit | Maximum Benefit | Potential Gap | Suffix
FEMORAL COMPONENTS: PRIMARY & REVISIONS
Group 1a - Cemented, unpolished, no pre-coat, straight, short and standard length, all modularity.
| MA016 | Mathys Orthopaedics Pty Ltd | CCA Cemented Stem | Straight / standard / lateral sterile | 1863
| OH226 | Orthotech Pty Ltd | Exactech Femoral Stem | Novation C - Series Femoral Stem | 2000 | 2100 | 100
| SN010 | Smith & Nephew Surgical Pty Ltd | Basis Femoral Component | Hip stem, Cobalt Chromium | 1052
| SN277 | Smith & Nephew Surgical Pty Ltd | Endoprosthesis | CoCr | 469
| ST576 | Stryker Australia Pty Ltd | Omnifit hip system | OMNIFIT cemented femoral component - normalised cobalt chrome | 2000
| ST577 | Stryker Australia Pty Ltd | Omnifit hip system | OMNIFIT 'C' stem - cemented cobalt chrome, collared and collarless, 132 degree offset | 2000
| ST586 | Stryker Australia Pty Ltd | Osteonics omnifit head/neck hip stem | Head/neck hip stem cobalt chrome | 2000
| ST802 | Stryker Australia Pty Ltd | Accolade C Femoral Hip System | Forged CoCr cemented hip system | 2000
| ZI015 | Zimmer | Zimmer Hip Systems Femoral Stem | VerSys Cemented - Cobalt Chrome | 2000
| ZI337 | Zimmer | Natural Hip System | Femoral Stem, CoCr | 2000
Group 1b - Cemented, unpolished, no pre-coat, tapered, short and standard length, all modularity.
| BB275 | B Braun Australia Pty Ltd | Excia Hip System | Cemented stem cobalt chromium | 2100
| BI036 | Biomet Australia Pty Ltd | Rx90 Hip System | Primary Femoral Stem, Chrome Cobalt, Cemented | 2000
| BI039 | Biomet Australia Pty Ltd | Integral Hip System | Femoral Centraliser, Cemented , Cobalt Chrome | 1641
| BI042 | Biomet Australia Pty Ltd | Answer Hip System | Femoral Stem, Chrome Cobalt, Cemented | 1641
| BI047 | Biomet Australia Pty Ltd | Hip Fracture System | Femoral Stem, Chrome Cobalt, Cemented/Cementless | 2000
| BI050 | Biomet Australia Pty Ltd | Bi-Metric Hip System | Interlok Stem, Titanium, Cemented/Cementless | 1641
| BI063 | Biomet Australia Pty Ltd | Bimetric Hip System | Stem, Modular, Titanium, Chrome Cobalt | 1641
| BI069 | Biomet Australia Pty Ltd | Biomet Taperloc Hip System | Femoral Stem, Standard or Laterised. Titanium, Cemented | 1622
| BI132 | Biomet Australia Pty Ltd | Mallory Head Hip System | Femoral Stem, Cobalt Chrome, Unpolished | 2000
| DP176 | De Puy Australia | Charnley Hip System | CDH Ortron | 2100
| DP178 | De Puy Australia | Charnley Hip System | Ortron | 1900
| DP180 | De Puy Australia | Charnley Hip System | RB 40, RB 40 NRW, RB 45 Ortron Stem | 1900
| DP181 | De Puy Australia | Charnley Hip System | Ortron Stem | 1900
| DP199 | De Puy Australia | Elite Modular Hip System | Elite Plus Stem Ortron | 2100
| DP203 | De Puy Australia | Elite Modular Hip System | Elite Plus Stem High Offset Ortron | 2100
| DP208 | De Puy Australia | Elite Modular Hip System | Elite Plus Stem Primary Ortron Roundback | 2100
| DP209 | De Puy Australia | Elite Modular Hip System | Elite Plus Stem Primary Ortron Flanged | 2100
| EK031 | ESKA Australia | Adapter Hip System cemented | Femoral Stem CoCr Matte finished material | 1800
| EK034 | ESKA Australia | Adapter Hip System Cemented | Dual Cone | 750
| EK035 | ESKA Australia | Adapter Hip System Cemented | Lateral Offset Cone | 1200
| MA017 | Mathys Orthopaedics Pty Ltd | FULFIX Cemented Stem | Standard modular / lateral modular sterile | 1863
| MA423 | Mathys Orthopaedics Pty Ltd | Unistem 2 | Cemented stem for hip arthroplasty | 660
| SN301 | Smith & Nephew Surgical Pty Ltd | Spectron/Synergy | Femoral Stem Non Porous Offset | 1641
| SN363 | Smith & Nephew Surgical Pty Ltd | Matrix: Modular Hip System | Practica Non Porous Stem CoCr | 1330
| SN692 | Smith & Nephew Surgical Pty Ltd | Spectrum EF | Tantalum marked high offset and standard stems | 2142
| SR017 | Stryker Australia Pty Ltd | Omnifit hip system | OMNIFIT cemented femoral component - normalised cobalt chrome | 2000
| SR018 | Stryker Australia Pty Ltd | Omnifit hip system | OMNIFIT 'C' stem - cemented cobalt chrome, collared and collarless, 132 degree offset | 2000
Group 2a - Cemented, polished, no pre-coat, straight, short or standard length, all modularity.
| GO036 | Global Orthopaedic Technology | Consensus Hip System | Femoral stem cemented polished CoCr tapered modular | 2000
| SU021 | Surgical House | Furlong Straight Stem | Cemented titanium | 1500
| SU028 | Surgical House | Furlong Modular LOL Stem - cemented standard | Stainless steel | 1575
| TB009 | Taylor Bryant Pty Ltd | Lyderic II Monotige Femoral Stem | HA - Titanium alloy - Cemented - Stainless steel | 1159
| TB067 | Taylor Bryant Pty Ltd | Groupe Lepine Total Hip Replacement | Lyderic II Modular Stem, Cemented | 1159
| ZI023 | Zimmer | Zimmer Hip Systems Femoral Stem | Heritage - Cobalt Chrome | 2000
| ZI373 | Zimmer | MS-30 Hip prosthesis | Cemented Stem:MS-30 (Protek) - metal alloys | 1639
Group 2b - Cemented, polished, no pre-coat, tapered, short or standard length, all modularity.
| AD130 | Advanced Surgical Technologies | WMT Perfecta Hip System | Cemented CoCr | 2228
| BB240 | B Braun Australia Pty Ltd | BiContact cemented | Femoral stem | 1900
| BI066 | Biomet Australia Pty Ltd | Stanmore Total Hip System | Modular Femoral Stem - Standard and Straight, Chrome Cobalt | 1900
| BI696 | Biomet Australia Pty Ltd | Olympia Stem | Anatomic design CO CR femoral stem | 2228
| BI925 | Biomet Australia Pty Ltd | Mallory Head Hip System | Femoral Stem, Cobalt Chrome, Polished | 2228
| CR024 | Corin Australia Pty Ltd | Taper Fit Hip System | Double taper stainless steel total hip | 1900
| CR025 | Corin Australia Pty Ltd | Cenator Stem | Femoral stem CoCr | 1900
| CR076 | Corin Australia Pty Ltd | Oxford Universal Hip System | Proximal femoral stem CoCr | 2339
| CR077 | Corin Australia Pty Ltd | Oxford Universal Hip System | Proximal femoral stem Cocr -HAP coated | 4200
| CR078 | Corin Australia Pty Ltd | Oxford Universal Hip Stem | Distal Femoral Stem Cocr Polished | 2228
| DP546 | De Puy Australia | C- Stem | Standard or High Offset or CDH Ortron stems | 2150
| FI019 | Finsbury Orthopaedics Australia Pty Ltd | Freeman Hip Stem | Cobalt Chrome, smooth, cemented | 2339
| GM038 | Global Manufacturing Technology Pty Limited | Edinburgh Total Hip System (Hip Stem) | Femoral stem cemented CoCr | 2228
| GO073 | Global Orthopaedic Technology | Consensus Hip System | Femoral stem cemented polished CoCr straight modular | 2000
| HW041 | Howmedica | Exeter Hip System | Stem: Standard - Orthinox | 2300
| MA463 | Mathys Orthopaedics Pty Ltd | twinSys | cemented stainless steel, polished surface, triple tapered femoral stem | 2228
| OH100 | Orthotech Pty Ltd | Lima Total Hip Replacement System | Friendly Stem Cemented Hip | 2228
| OH199 | Orthotech Pty Ltd | Lima Accent Hip System | Total Hip Replacement | 2228
| PL014 | Plus Orthopedics Australia Pty Ltd | PLUS Hip Joint Prostheses System | CPS-PLUS Stem | 1722
| SK196 | Stryker Australia Pty Ltd | Exeter Hip System - ETS (endoprosthesis trauma stem) | Orthinox Stainless Steel Endoprosthesis | 1800
| SK320 | Stryker Australia Pty Ltd | Exeter Cement in Cement Revision Stem | Stainless Steel, V40 trunnion, 125mm Length, 44mm Offset | 4167
| SN268 | Smith & Nephew Surgical Pty Ltd | CPCS | Femoral Stem Polished Non Porous, Std and High Offset | 1487
| SN362 | Smith & Nephew Surgical Pty Ltd | Matrix: Modular Hip System | Femoral Stem Polished CoCr | 1114
| ZI009 | Zimmer | Zimmer Hip Systems Femoral Stem | CPT Zimaloy - Co Cr | 2226
| ZI010 | Zimmer | Zimmer Hip Systems Femoral Stem | CPT Zimtron - Stainless Steel | 1466
| ZI494 | Zimmer | Zimmer Uni-Compartmental High Flex Knee | Femoral Component - Cobalt Chrome | 2079 | 2500 | 421
Group 3a - Cemented, unpolished, pre-coat, straight, short or standard length, all modularity.
| HW031 | Howmedica | Definition PM Femoral Component | Femoral Stem - Vitallium | 2000
Group 3b - Cemented, unpolished, pre-coat, tapered, short or standard length, all modularity.
| AD294 | Advanced Surgical Technologies | WMT Perfecta Hip System | Cemented CoCr | 2228
| DY167 | De Puy Australia | G2 Hip System | G2 Stem Cemented | 2000
| HW399 | Howmedica | Definition PM Femoral Component | Femoral Stem - Vitallium | 2000
| OH101 | Orthotech Pty Ltd | Lima Total Hip Replacement System | H-MOOS Cemented Hip | 2000
Group 4a - Cemented, polished and unpolished, long length, conventional.
| BI029 | Biomet Australia Pty Ltd | Scientific Hip Prostheses System | Femoral Component, Chrome Cobalt, Cemented | 4000
| BI037 | Biomet Australia Pty Ltd | Rx90 Hip System | Revision Femoral Stem 200mm, Chrome Cobalt, Cemented | 4000
| CR083 | Corin Australia Pty Ltd | Oxford Hip System | Distal Stem Revision | 2228
| DP012 | De Puy Australia | Wroblewski Resection Stem Collar | - | 283
| DP013 | De Puy Australia | Wroblewski Resection Stem | Stainless steel | 3553
| DP175 | De Puy Australia | Charnley Hip System | Orton stems or Tumor or Revision or Other | 3950
| DP205 | De Puy Australia | Elite Modular Hip System | Stem Ortron | 3700
| DP212 | De Puy Australia | Elite Modular Hip System | Elite Plus Stem Revision Ortron | 3950
| DP223 | De Puy Australia | Thackray Hip System | Acetabular Mesh Ortron 90 | 138
| DP550 | De Puy Australia | C- Stem | Revision Stem Ortron | 3553
| FI020 | Finsbury Orthopaedics Australia Pty Ltd | Freeman Hip Stem | Revision | 4000
| HW040 | Howmedica | Exeter Hip System | Long Stem - Orthinox | 4000
| LO015 | Link Orthopaedic Australia | LINK Lubinus SP Hip Prosthesis | Stem | 2163
| PL015 | Plus Orthopedics Australia Pty Ltd | PLUS Hip Joint Prostheses System | CPS-PLUS Rev Stem | 3553
| SN274 | Smith & Nephew Surgical Pty Ltd | Echelon | Revision hip stem - Non Porous: Standard Collar | 3553
| ST584 | Stryker Australia Pty Ltd | Osteonics omnifit cemented long stem | Long stem - coated, cobalt chrome | 4000
| ZI301 | Zimmer | CPT Hip System | CPT hip stem - extra long | 3553
Group 4b - Cemented, calcar replacement, long length.
| BI051 | Biomet Australia Pty Ltd | Bi-Metric Hip System | Head Neck Revision Femoral Stem, Chrome Cobalt, Cemented | 3523
| SN273 | Smith & Nephew Surgical Pty Ltd | Echelon/Spectron | Revision Hip Stem - Non-porous | 3523
| ZI024 | Zimmer | Zimmer Hip Systems Femoral Stem | VerSys Cemented Revision Stem-Modular Calcar Block | 550
| ZI025 | Zimmer | Zimmer Hip Systems Femoral Stem | VerSys CRC Cemented Revision Stem- Standard - Cobalt Chrome | 3523
Group 5a - Uncemented, Grit Blast, not HA, standard and short, no modularity.
| BB272 | B Braun Australia Pty Ltd | HuckStep Hip System | Titanium, plasma coated femoral stem, short and standard length | 5500
| BI932 | Biomet Australia Pty Ltd | PPF Hip System | Hip femoral stem std & Lat ti-6A1-4V | 3385
| DP119 | De Puy Australia | Solution Implantable Hip System | Revision Standard & MMA 8 straight or bowed Porous coated | 3450
| DY166 | De Puy Australia | G2 Hip System | G2 Stem Uncemented | 3450
| FI021 | Finsbury Orthopaedics Australia Pty Ltd | Adept Hip System | Femoral Hip Stem, cementless, titanium | 3450
| LO107 | Link Orthopaedic Australia | Beta-Cone Cementless Hip Prosthesis | Cementless, HX coated, Titanium Stem | 3000
| MA019 | Mathys Orthopaedics Pty Ltd | CBC Cementless Stem | Titanium femoral stem | 3450
| MA427 | Mathys Orthopaedics Pty Ltd | CBH Stem | Cementless stem for hip arthroplasty | 3450
| OH227 | Orthotech Pty Ltd | Lima C2 Femoral Stem | Ti Femoral Stem | 3900
| PL008 | Plus Orthopedics Australia Pty Ltd | PLUS Hip Joint Prosthesis System | PLS cementless grit blasted titanium stem standard and offset | 3450 | 4294 | 844
| PL124 | Plus Orthopedics Australia Pty Ltd | Proxy Plus Cementless Hip | Grit Blasted Ti Alloy | 3450 | 3950 | 500
| SN262 | Smith & Nephew Surgical Pty Ltd | Bio-fit | Femoral Stem Collared | 2889
| SN360 | Smith & Nephew Surgical Pty Ltd | ITH | Femoral Stem Non Porous Titanium Alloy | 861
| ZI338 | Zimmer | Natural Hip System | Femoral Stem Porous, Titanium | 3450
| ZI376 | Zimmer | Cone Hip prosthesis | Uncemented Stems - Cone - Ti alloy | 3385
| ZI377 | Zimmer | Wagner Revision Hip Prosthesis | Uncemented Stem Wagner Revision - Ti alloy | 5500
| ZI397 | Zimmer | Variall Screw Cup System | Variall Stem - Ti alloy | 3225
| ZI462 | Zimmer | Alloclassic Hip Stem | High Offset, Ti alloy, Short Cone, Slender Neck | 4040
| ZI463 | Zimmer | Alloclassic Hip Stem | Zweymuller, Ti alloy, Short Cone, Slender Neck | 4040
| ZI468 | Zimmer | CLS Cementless Hip | Varus Stem, Ti alloy | 4040
Group 5b - Uncemented, Grit Blast, HA, Standard and short, no modularity.
| AD128 | Advanced Surgical Technologies | WMT Perfecta Hip System | Porous titanium | 3900
| AD318 | Advanced Surgical Technologies | Profemur XTR Femoral Stem | Femoral Stem, CoCr, Cemented, Polished | 2300
| BB239 | B Braun Australia Pty Ltd | BiContact Cementless | Femoral stem | 3000
| BI046 | Biomet Australia Pty Ltd | Biogroove Femoral Component | Femoral Stem, Titanium, Cementless | 4050
| DP943 | De Puy Australia | Corail Hip System | Titanium Stem collar or collarless or Coxa Vara or High offset | 4250
| DY161 | De Puy Australia | Unirom Total Hip System Femoral Stem | Stem Taper 11/13 | 5133
| LO111 | Link Orthopaedic Australia | Beta-Cone Cementless Hip Prosthesis | Cementless, Hx coated, Titanium Stem | 3000
| MA462 | Mathys Orthopaedics Pty Ltd | twinSys | uncemented Ti6A1V, corundum blasted, HA coating, plasma sprayed, triple tapered femoral stem | 4400
| SN259 | Smith & Nephew Surgical Pty Ltd | Axis | Femoral HA Stem Titanium Alloy | 3823
| SN306 | Smith & Nephew Surgical Pty Ltd | Synergy | Femoral stem: HA coated Titanium Alloy, Std and High Offset | 4050
| ST573 | Stryker Australia Pty Ltd | Omnifit hip stem | OMNIFIT - HA titanium - HA coated | 4050
| SU024 | Surgical House | Furlong Coned Straight Stem | Supravit H-AC cementless | 4400
| ZI520 | Zimmer | Alloclassic Zweymuller Hip Stem HA Coated | Ti Alloy, Short Cone, Slender Neck, HA Coated | 4400
| PL115 | Plus Orthopedics Australia Pty Ltd | PLUS Hip Joint Prostheses System | SBG Femoral Stem HA | 4428
| FI018 | Finsbury Orthopaedics Australia Pty Ltd | Freeman Hip Stem | Cobalt Chrome, ridged HA coated, cementless | 4400
Group 5c - Uncemented, beaded, not HA, short and standard lengths, no modularity.
| DY474 | De Puy Australia | Solution Implantable Hip System | Revision Standard & MMA 8 straight or bowed Porous coated | 3450
| SN270 | Smith & Nephew Surgical Pty Ltd | Echelon | Femoral Stem Porous Co Cr, Std and High Offset | 3238
| SN305 | Smith & Nephew Surgical Pty Ltd | Synergy/Anthem | Femoral stem Porous Titanium Alloy, Std and High Offset | 4264
| SN366 | Smith & Nephew Surgical Pty Ltd | Matrix: Modular Hip System | Stem: Opti-fix plus Titanium Alloy | 3238
| ZI022 | Zimmer | Zimmer Hip Systems Femoral Stem | VerSys Beaded Fullcoat - Cobalt Chrome, Short & Standard | 4264
Group 5d - Uncemented, beaded, HA, short and standard lengths, no modularity.
| DP561 | De Puy Australia | IPS HIP Titanium Femoral Hip System | Titanium IPS Stem Left and Right | 5133
| DY134 | De Puy Australia | Summit Hip System | Summit Femoral Stem DUOFIX Coated, Standard or High Offset | 5133
| DY423 | De Puy Australia | Proxima Hip System | Standard Offset Left/Right | 5133
| DY424 | De Puy Australia | Proxima Hip System | High Offset Left/Right | 5133
| DY483 | De Puy Australia | Unirom Total Hip System Femoral Stem | Stem Taper 11/13 | 5133
| HW051 | Howmedica | Meridian ST Stem | ST Stem - Vitallium/Porous coated | 5000
| HW053 | Howmedica | Meridian PA Hip | PA Stem - Vitallium/Periapatite coated | 5000
| HW054 | Howmedica | Citation Hip | AT Stem - Vitallium/Porous coated | 5000
| SN003 | Smith & Nephew Surgical Pty Ltd | Hydroxylapatite coated Primary Femoral Stems | Image Hip Stem, Titanium, left and right | 4293
| SN303 | Smith & Nephew Surgical Pty Ltd | Synergy | Femoral Stem HA Coated Porous Titanium Alloy, Std and High offset | 5133
| SN678 | Smith & Nephew Surgical Pty Ltd | Echelon with HA | Cobalt Chromium with Hyrdoxyapetite Coating | 5133
| SN751 | Smith & Nephew Surgical Pty Ltd | Synergy | Shortened Synergy Stem | 4509
| SN825 | Smith & Nephew Surgical Pty Ltd | Mid Head Resection Stem | HA Porous Stem | 5133
Group 5e - Uncemented, mesh, not HA, short and standard lengths, no modularity.
| ZI006 | Zimmer | Mayo Hip | Titanium | 4594
| ZI016 | Zimmer | Zimmer Hip Systems Femoral Stem | VerSys Fiber metal - Titanium | 4594
Group 5f - Uncemented, mesh, HA, short and standard lengths, no modularity.
| ZI014 | Zimmer | Zimmer Hip Systems Femoral Stem | Epoch - Titanium | 4900
| ZI017 | Zimmer | Zimmer Hip Systems Femoral Stem | VerSys Fiber metal HA/TCP - Titanium | 4900
Group 5g - Uncemented, plasma, not HA, short and standard lengths, no modularity.
| BI027 | Biomet Australia Pty Ltd | Asian Hip System | Femoral Stem, Chrome Cobalt, Cemented | 4500
| BI034 | Biomet Australia Pty Ltd | Osteocap RS Hip System | Femoral Stem, Titanium, Cementless | 4500
| BI040 | Biomet Australia Pty Ltd | Integral Hip System | Titanium Alloy, Cementless, Porus Stem, 3 variations: Standard, Laterised or reduced profile | 4500
| BI041 | Biomet Australia Pty Ltd | Integral Hip System | Titanium Alloy, Cementless, Porus Stem, 3 variations: Standard, Laterised or reduced profile | 4500
| BI048 | Biomet Australia Pty Ltd | Balance Hip System | Femoral Stem and Head, Cementless, | 4500
| BI049 | Biomet Australia Pty Ltd | Bi-Metric Hip System | Porous Stem, Titanium, Cementless | 4500
| BI074 | Biomet Australia Pty Ltd | Biomet Taperloc Hip System | Primary Femoral Stem, Titanium, Uncemented | 4500
| BI139 | Biomet Australia Pty Ltd | Mallory Head Hip System | Femoral Stem, Primary, Titanium | 4500
| SR027 | Stryker Australia Pty Ltd | Accolade HFx | CoCr Fracture Stem | 4000
| ZI296 | Zimmer | VerSys Hip System Femoral Stems | Anatomic II stem | 4500
| ZI302 | Zimmer | VerSys Hip System Femoral Stems | Minimally invasive hip stem | 4500
| ZI327 | Zimmer | M/L Taper Femoral Stem | Cobalt/Chrome, beaded tapered stem | 4500
Group 5h - Uncemented, plasma, HA, short and standard lengths, no modularity.
| BB274 | B Braun Australia Pty Ltd | Excia Hip System | Cementless pourous titanium, calcium phosphate bioactive coating | 4500
| BI075 | Biomet Australia Pty Ltd | Biomet Taperloc Hip System | Femoral Stem, HA, Titanium, Uncemented | 4850
| BI100 | Biomet Australia Pty Ltd | Bi Hapro Hip System | Femoral Stem, Uncemented, Cobalt Chrome | 4850
| BI141 | Biomet Australia Pty Ltd | Mallory Head Hip System | Femoral Stem, Primary, HAP Coated, Titanium | 4850
| BI779 | Biomet Australia Pty Ltd | CDH Hip System | Femoral Stem, porous coated, Ti | 4850
| CR068 | Corin Australia Pty Ltd | Alpha Cera Fit Hip (Stem) Prostheses 12-14 Taper | Titanium Alloy with Titanium Plasma & Bonit Coating in the Proximal Area | 3600
| CR086 | Corin Australia Pty Ltd | Tri-Fit Hip | Titanium stem proximally coated with titanium plasma spray and Hydroxyapartite | 3600
| CR089 | Corin Australia Pty Ltd | Alphafit Collarless Stem | Cementless Collarless Hip Stem with 3 offsets at 43mm, 47mm &49mm. Bi-Coated | 3980
| HW024 | Howmedica | ABG11 Hip Stem Prosthesis(Various) | ABG ll Femoral Stem - HA coated/Titanium | 4400
| HW055 | Howmedica | Citation Hip | TMZF - HA Stem - Titanium/HA coated | 4850
| OH228 | Orthotech Pty Ltd | FH Thira Femoral Stem | Ti & HA Femoral Stem | 3900
| OH232 | Orthotech Pty Ltd | Exactech Femoral Stem | Novation Hip System | 4850 | 5000 | 150
| PL009 | Plus Orthopedics Australia Pty Ltd | PLUS Hip Joint Prostheses System | SL PLUS Ti/Ha Stem | 4673
| PL125 | Plus Orthopedics Australia Pty Ltd | Proxy Plus Cementless Hip | Ti Alloy / HA / Vacuum Ti Plasma Spray | 4850
| ST574 | Stryker Australia Pty Ltd | Osteonics secur-fit HA hip stem | SECUR-FIT femoral stem, titanium - HA coated | 4850
| ST575 | Stryker Australia Pty Ltd | Osteonics hip prostheses | ACCOLADE STEM titanium - HA coated 127 & 132 degree offset | 4850
| SU197 | Surgical House | Furlong Active Femoral Stem | Straight, primary femoral stem. Vacuum plasma sprayed H-AC coating over titanium base metal. | 4485
| ZI492 | Zimmer | Trabecular Metal Femoral Stem | Trabecular metal (fully porous tantalum) coated tapered femoral stem | 4850
| ZI493 | Zimmer | M/L Taper HA/TCP Coated Stem | Plasma sprayed titanium femoral stem | 4850
| ZI495 | Zimmer | Zimmer Anatomic II with HA/TCP | Anatomic titanium stem with HA coating | 4850
Group 5l - Uncemented, other, HA, short and standard lengths, no modularity.
| MA424 | Mathys Orthopaedics Pty Ltd | GSS-CO | Cementless stem for hip arthroplasty | 1462
| ZI365 | Zimmer | Natural Hip System | Femoral Stem CSTi / HA / Ti alloy, high offset | 4527
Group 6a - Uncemented, Grit Blast, not HA, standard and short, modularity.
| AD124 | Advanced Surgical Technologies | Infinity Modular Hip System | Trochanteric module titanium HA and porous coated | 2670
| AD232 | Advanced Surgical Technologies | Profemur Total Hip System | Titanium E Stem - without HA Plasma Spray | 3000
| AD238 | Advanced Surgical Technologies | Profemur Total Hip System | Profemur Z, Titanium Tapered Femoral Stem | 3000
| DP277 | De Puy Australia | Stability Hip System | Stem HA or Porocoat Coated | 5000
| DP981 | De Puy Australia | SROM Total Hip System (Titanium) | ZT/HA | 2750
| DP982 | De Puy Australia | SROM Total Hip System (Titanium) | ZTT Cone | 2750
| LO020 | Link Orthopaedic Australia | Waldemar Link MP Reconstruction Hip Prosthesis | Neck Segment Assembly | 3000
| LO021 | Link Orthopaedic Australia | Waldemar Link MP Reconstruction Hip Prosthesis | Stem | 3000
| LO024 | Link Orthopaedic Australia | Fixation Screw with Locking Bolt | - | 445
| LO025 | Link Orthopaedic Australia | Prostheses, Femoral Head | - | 2750
| LO026 | Link Orthopaedic Australia | Proximal Spacer Rings | - | 400
| OH106 | Orthotech Pty Ltd | Lima Total Hip Replacement System | Modular Revision Hip Titanium Stem (Uncemented) | 5000
| OH107 | Orthotech Pty Ltd | Lima Total Hip Replacement System | Revision Titanium Neck with Locking Screw | 3000
| OH201 | Orthotech Pty Ltd | Lima Modulus Hip System | Modular Total Hip Replacement, Titanium | 3000
| ST001 | Stryker Australia Pty Ltd | Restoration T3 Revision Hip System - Proximal Sleeve | Titanium Alloy | 2365
| ZI379 | Zimmer | PFM Hip series | Uncemented Stems, PFM Revision (Distal Section) - Ti alloy | 3516 | 4686 | 1170
| GM042 | Global Manufacturing Technology Pty Limited | BioBall - Femoral modular head system | Femoral neck, 12/14 standard, 12/14 7.5 offset, 14/16 standard | 3200
Group 6b - Uncemented, Grit Blast, HA, Standard and short, modularity.
| AD121 | Advanced Surgical Technologies | Infinity Modular Hip System | Distal stem titanium | 1615
| AD237 | Advanced Surgical Technologies | Profemur Total Hip System | Anca-fit Femoral Stem with 1/3 proximal HA Plasma Spray | 3410
| AD291 | Advanced Surgical Technologies | Infinity Modular Hip System | Trochanteric module titanium HA and porous coated | 2670
| AD292 | Advanced Surgical Technologies | Infinity Modular Hip System | Trochanteric module titanium | 2670
| DP983 | De Puy Australia | SROM Total Hip System (Titanium) | ZTT | 2750
| DP984 | De Puy Australia | SROM Total Hip System (Titanium) | Standard NK30 or 36 or 42 or 21CR or 11/13 or 12/14 Taper | 4428
| DY493 | De Puy Australia | Stability Hip System | Stem HA or Porocoat Coated | 5000
| DY501 | De Puy Australia | SROM Total Hip System (Titanium) | ZT/HA | 2750
| EK014 | ESKA Australia | Adapter Hip System Cementless | HA coating, porous femoral stem and dual cone | 4200
| GM090 | Global Manufacturing Technology Pty Limited | Apex Global Modular Hip System | Femoral Stem Porous / HA Coated Modular Ti, standard and short lengths | 4428
| LO034 | Link Orthopaedic Australia | CFP Hip Stem | A, B, left and right; titanium/ HA | 5177
| LO133 | Link Orthopaedic Australia | Waldemar Link MP Reconstruction Hip Prosthesis | Neck Segment Assembly | 440
| LO136 | Link Orthopaedic Australia | Waldemar Link MP Reconstruction Hip Prosthesis | Stem | 4000
| LO139 | Link Orthopaedic Australia | Fixation Screw with Locking Bolt | - | 445
| LO142 | Link Orthopaedic Australia | Prostheses, Femoral Head | - | 2750
| LO143 | Link Orthopaedic Australia | Proximal Spacer Rings | - | 400
| OH097 | Orthotech Pty Ltd | Lima Total Hip Replacement System | F2L Multineck Femoral Stem Uncemented HAC & Porous Coating | 4428
| OH098 | Orthotech Pty Ltd | Lima Total Hip Replacement System | F2L Modular Neck - Titanium | 1180
| PD002 | Portland Orthopaedics (Aust) Pty Ltd | Margron DTC Hip Replacement | Cobalt chrome Margron Oncology/Revision Module | 4331
| PD004 | Portland Orthopaedics (Aust) Pty Ltd | Margron DTC Hip Replacement | Femoral Stem CoCr HA | 2670
| PD009 | Portland Orthopaedics (Aust) Pty Ltd | Margron DTC Hip Replacement | Cobalt Chrome, Revision Modular, HA Coated, Double Threaded Cone Stem | 5445
| ZI490 | Zimmer | Revitan Modular Proximal Body | Grit Blasted Titanium Proximal Body for Modular Revision Stem | 4200
Group 6c - Uncemented, beaded, not HA, short and standard lengths, modularity.
| AD293 | Advanced Surgical Technologies | WMT Perfecta Hip System | Porous titanium Non HA | 3900
| DY494 | De Puy Australia | SROM Total Hip System (Titanium) | ZTT Cone | 2750
| DY500 | De Puy Australia | SROM Total Hip System (Titanium) | ZT/HA | 2750
Group 6d - Uncemented, beaded, HA, short and standard lengths, modularity.
| DY489 | De Puy Australia | SROM Total Hip System (Titanium) | ZTT | 2750
| DY499 | De Puy Australia | SROM Total Hip System (Titanium) | ZT/HA | 2750
| DY506 | De Puy Australia | SROM Total Hip System (Titanium) | ZTT Cone | 2750
| SN819 | Smith & Nephew Surgical Pty Ltd | Emperion Revision Hip | Proximal Modular Cone Standard | 3671
| SN820 | Smith & Nephew Surgical Pty Ltd | Emperion Revision Hip | Proximal Modular Cone Long | 3671
Group 6g - Uncemented, plasma, not HA, short and standard lengths, modularity.
| BI081 | Biomet Australia Pty Ltd | Impact Modular Total Hip System | Femoral Segment, Diaphyseal, Standard. Titanium | 2200
| BI082 | Biomet Australia Pty Ltd | Impact Modular Total Hip System | Femoral Segment, Metaphyseal. Titanium | 4500
| BI087 | Biomet Australia Pty Ltd | Impact Modular Total Hip System | Femoral Segment, Metaphyseal, Uncemented , Titanium | 4500
| BI126 | Biomet Australia Pty Ltd | Modular Calcar Mallory Head Revision Hip System | Femoral Component, Proximal. Titanium | 7500
| OH060 | Orthotech Pty Ltd | Exactech Total Hip System | Modular Titanium Revision Hip - Metaphyseal Segment | 2200
| OH119 | Orthotech Pty Ltd | Exactech Total Hip System | Modular Titanium Revision Hip - Metaphyseal Segment | 2200
| OH120 | Orthotech Pty Ltd | Exactech Total Hip System | Modular Titanium Revision Hip - Metaphyseal Segment | 2200
Group 6h - Uncemented, plasma, HA, short and standard lengths, modularity.
| AD234 | Advanced Surgical Technologies | Profemur Total Hip System | Titanium uncemented proximal body - HA Plasma sprayed | 3280
| AD278 | Advanced Surgical Technologies | Profemur Total Hip System | Titanium Tapered Stem - HA Plasma Spray | 4428
| AD279 | Advanced Surgical Technologies | Profemur Total Hip System | Titanium Stem with HA Plasma Spray | 4428
| BI089 | Biomet Australia Pty Ltd | Hap Impact Stem (Various) | Femoral Segment, Metaphyseal, HAP Coated, Uncemented, Titanium | 4800
| BI128 | Biomet Australia Pty Ltd | Modular Calcar Mallory Head Revision Hip System | Femoral Component, Proximal, Revision, HAP Coated. Titanium | 4800
| BI837 | Biomet Australia Pty Ltd | Reach Revision Hip System | Modular Reach Proximal Body - Collared/Collarless, CrCo, Ti, HA Coated | 4800
| GM091 | Global Manufacturing Technology Pty Limited | Apex Global Modular Hip System | Neck Ti | 3200
| GO011 | Global Orthopaedic Technology | UniSyn Hip System | a) Stem fluted straight, b) Stem porous plasma sprayed straight, c) Stem porous plasma sprayed bowed, d) Stem fluted tapered | 3200
| GO014 | Global Orthopaedic Technology | UniSyn Hip System | a) Neck standard Ti, b) Body standard plasma sprayed Ti, c) Body standard Ti HA coated, d) Body cone Ti plasma sprayed, | 2550
| GO015 | Global Orthopaedic Technology | UniSyn Hip System | Uncemented, Neck Calcar replacement | 3200
| GO016 | Global Orthopaedic Technology | UniSyn Hip System | Uncemented Body Ti plasma HA coated, standard lengths, modular | 3200
| GO017 | Global Orthopaedic Technology | UniSyn Hip System | Uncemented Calcar body, Ti, HA coated | 3200
| GO018 | Global Orthopaedic Technology | UniSyn Hip System | Uncemented Calcar Body, Ti, Plasma, HA coated | 3200
| GO033 | Global Orthopaedic Technology | UniSyn Hip System | Neck non-standard Ti | 3200
| GO034 | Global Orthopaedic Technology | UniSyn Hip System | Stem/Body/Monoblock Porous/HA Fluted Ti | 4000
| GO037 | Global Orthopaedic Technology | Consensus Hip System | Femoral Stem Porous/HA Coated short and standard lengths modular | 4000
| OH160 | Orthotech Pty Ltd | ESOP HA | Esop Femoral Stem Metaphyseal Ti/HA | 2550
| TB069 | Taylor Bryant Pty Ltd | Groupe Lepine Total Hip Replacement | MBA Stem | 1706
| TB183 | Taylor Bryant Pty Ltd | Lyderic II HA Modular Stem | Forged titanium alloy, double layer coating | 2200
Group 6i - Uncemented, unpolished and polished, not HA, short and standard lengths, modularity.
| AD236 | Advanced Surgical Technologies | Profemur Total Hip System | Titanium Femoral Necks | 1075
| OH059 | Orthotech Pty Ltd | Exactech Total Hip System | Modular Titanium Revision Hip - Stem | 3500
| OH061 | Orthotech Pty Ltd | Exactech Total Hip System | Modular Titanium Revision Hip - Neck Segment | 2200
| OH116 | Orthotech Pty Ltd | Exactech Total Hip System | Modular Titanium Revision Hip - Stem | 3500
| PD005 | Portland Orthopaedics (Aust) Pty Ltd | Margron DTC Hip Replacement | Neck Module CoCr | 2917
| PD012 | Portland Orthopaedics (Aust) Pty Ltd | Margron DTC Hip Replacement | Neck Module CoCr | 2917
Group 6j - Uncemented, unpolished and polished, HA, short and standard lengths, modularity.
| OH161 | Orthotech Pty Ltd | ESOP HA | ESOP Femoral Stem Diaphyseal Ti | 1425
Group 6k - Uncemented, other, not HA, short and standard lengths, modularity.
| BI015 | Biomet Australia Pty Ltd | Reach Revision Hip System | Modular Reach Proximal Body - Collared/Collarless; Titanium, Chrome Cobalt | 4700
| EK023 | ESKA Australia | Type A Cementless Cut Prosthesis | HA coating, femoral stem and dual cone | 4700
| OH121 | Orthotech Pty Ltd | Exactech Total Hip System | Modular Titanium Revision Hip - Metaphyseal Segment - Calcar | 2500
Group 7a - Uncemented, Grit Blast, not HA, long length, no modularity.
| BB273 | B Braun Australia Pty Ltd | HuckStep Hip System | Titanium, plasma coated femoral stem | 5500
| BI097 | Biomet Australia Pty Ltd | Kent Hip System | Femoral Component, Titanium | 9500
| BI778 | Biomet Australia Pty Ltd | PLR Splined Revision Stem | Splined Straight Stem, Ti | 5500
| MA428 | Mathys Orthopaedics Pty Ltd | CBK Revision Stem | Uncemented revision stem for hip arthroplasty | 2032
| PL010 | Plus Orthopedics Australia Pty Ltd | PLUS Hip Joint Prostheses System | Revision SLR-PLUS Ti Stem | 5200
Group 7b - Uncemented, Grit Blast, HA, long length, no modularity.
| DY132 | De Puy Australia | Corail Hip System | Kar Femoral Stem | 5300
| SU022 | Surgical House | Furlong Coned Straight Stem | H-AC cementless revision | 5300
| SU023 | Surgical House | Furlong Coned Straight Stem | H-AC cementless revision | 5300
Group 7c - Uncemented, beaded, not HA, long length, no modularity.
| SN272 | Smith & Nephew Surgical Pty Ltd | Echelon | Revision Hip Stem - Porous, Standard Collar | 4700
| ZI497 | Zimmer | Zimmer Hip Systems Femoral Stem | VerSys Beaded Fullcoat - Cobalt Chrome, Long | 4594
Group 7d - Uncemented, beaded, HA, long length, no modularity.
| DP562 | De Puy Australia | IPS HIP Titanium Femoral Hip System | Revision IPS Stem Titanium | 5929
Group 7g - Uncemented, plasma, not HA, long length, no modularity.
| BI052 | Biomet Australia Pty Ltd | Bi-Metric Hip System | Revision 200 Stem, Titanium, Cemented | 6000
| BI053 | Biomet Australia Pty Ltd | Bi-Metric Hip System | Revision 250 Stem, Titanium, Cemented | 6200
| BI054 | Biomet Australia Pty Ltd | Bi-Metric Hip System | Revision 300mm Femoral Stem, Titanium, Cemented | 6400
| BI135 | Biomet Australia Pty Ltd | Mallory Head Hip System | Femoral Stem, Revision, Titanium | 6100
| BI137 | Biomet Australia Pty Ltd | Mallory Head Hip System | Femoral Stem, Revision, Titanium | 6200
| BI692 | Biomet Australia Pty Ltd | Reach Revision Hip System | Titanium porous coated bowed stem | 4400
| BI693 | Biomet Australia Pty Ltd | Reach Revision Hip System | Titanium porous coated bowed stem | 4500
| BI694 | Biomet Australia Pty Ltd | Reach Revision Hip System | Titanium porous coated straight stem | 4400
Group 7h - Uncemented, plasma, HA, long length, no modularity.
| PL011 | Plus Orthopedics Australia Pty Ltd | PLUS Hip Joint Prostheses System | Revision SLR-PLUS Stem | 5100
| ST541 | Stryker Australia Pty Ltd | Osteonics secur-fit plus hip system | Titanium - HA coated 127 Degree Offset | 5000
| ST587 | Stryker Australia Pty Ltd | Osteonics hip prostheses | Restoration stem - 155mm titanium - HA coated | 5100
| ST588 | Stryker Australia Pty Ltd | Osteonics hip prostheses | Restoration stem - 205mm titanium - HA coated | 5900
| ST591 | Stryker Australia Pty Ltd | Osteonics hip prostheses | Restoration HA long stem titanium - HA coated anatomic (left & right) | 6200
Group 8a - Uncemented, Grit Blast, not HA, long length, modularity.
| AD230 | Advanced Surgical Technologies | Profemur Total Hip System | Titanium uncemented proximal body | 2935
| AD231 | Advanced Surgical Technologies | Profemur Total Hip System | Titanium tapered Splined or Cylindrical Straight Stem | 5100
| AD235 | Advanced Surgical Technologies | Profemur Total Hip System | Titanium tapered Splined or Cylindrical Bowed Stem | 5700
| DP977 | De Puy Australia | SROM Total Hip System (Titanium) | XX-Long, 36 x +21CR or +4 or +8 or right, left or neutral in 11/13 or 14/14 Taper | 7300
| DP978 | De Puy Australia | SROM Total Hip System (Titanium) | X-Long 36 or +21CR or +4L or +8L in left, right or neutral or 11/13 or 12/14 Taper | 6703
| DP979 | De Puy Australia | SROM Total Hip System (Titanium) | Long NK26 or 36 x +21CR or +4L or +8L or left right or neutral or 11/13 or 12/14 Taper | 6136
| DP980 | De Puy Australia | SROM Total Hip System (Titanium) | Stem | 4428
| DY492 | De Puy Australia | SROM Total Hip System (Titanium) | ZTT Cone | 2750
| DY498 | De Puy Australia | SROM Total Hip System (Titanium) | ZT/HA | 2750
| GM052 | Global Manufacturing Technology Pty Limited | SMR Modular Hip System | Proximal Component | 3450
| GM054 | Global Manufacturing Technology Pty Limited | SMR Modular Hip System | Distal Component | 4600
| LO134 | Link Orthopaedic Australia | Waldemar Link MP Reconstruction Hip Prosthesis | Neck Segment Assembly | 440
| LO137 | Link Orthopaedic Australia | Waldemar Link MP Reconstruction Hip Prosthesis | Stem | 4000
| LO140 | Link Orthopaedic Australia | Fixation Screw with Locking Bolt | - | 445
| LO144 | Link Orthopaedic Australia | Proximal Spacer Rings | - | 400
| OH217 | Orthotech Pty Ltd | Lima Total Hip Replacement System | Modular Revision Hip Titanium Stem (Uncemented) | 6500
| OH218 | Orthotech Pty Ltd | Lima Total Hip Replacement System | Revision Titanium | 3800
| PD011 | Portland Orthopaedics (Aust) Pty Ltd | Margron DTC Hip Replacement | Cobalt Chrome, Revision Modular, HA Coated, Double Threaded Cone Stem | 5445
| PL012 | Plus Orthopedics Australia Pty Ltd | PLUS Hip Joint Prostheses System | Revision Modular Proximal Stem | 5100
| PL013 | Plus Orthopedics Australia Pty Ltd | PLUS Hip Joint Prostheses System | Revision Modular Component | 4300
| SK059 | Stryker Australia Pty Ltd | Stryker Modular Revision Hip System | Titanium Alloy Bowed Conical Distal Stems | 5700
| SN749 | Smith & Nephew Surgical Pty Ltd | Emperion Revision Hip | Stem Modular Titanium | 5217
| SN816 | Smith & Nephew Surgical Pty Ltd | Emperion Revision Hip | Stem Modular Titanium | 5217
| SN817 | Smith & Nephew Surgical Pty Ltd | Emperion Revision Hip | Short Stem Modular Calcar Build-up | 5217
| SN818 | Smith & Nephew Surgical Pty Ltd | Emperion Revision Hip | Long Stem Modular Titanium Calcar Build-up | 5217
| ST011 | Stryker Australia Pty Ltd | Restoration T3 Revision Hip System - Proximal Body | Titanium Alloy | 4660
| ZI049 | Zimmer | Modular Revision Hip System - Proximal | ZMR Taper System - Titanium | 5750
| ZI050 | Zimmer | Modular Revision Hip System - Distal | ZMR Porous System - Titanium | 3516
| ZI378 | Zimmer | PFM Hip series | Uncemented Stem -PFM Revision (Proximal Section) - Ti/CoCr alloy | 3516
Group 8b - Uncemented, Grit Blast, HA, long length, modularity.
| DP001 | De Puy Australia | Reef Hip System | Stem Wings, Titanium alloy | 1730
| DP005 | De Puy Australia | Reef Hip System | Stem Trochanteric Components, Titanium alloy, Collared and Collarless | 5062
| DP009 | De Puy Australia | Reef Hip System | Stem, Titanium alloy | 5445
| DY018 | De Puy Australia | SROM Total Hip System (Titanium) | Special Stem with either 230 to 325 in Left right Neutral or 11/13 or 12/14 Taper | 7300
| DY488 | De Puy Australia | SROM Total Hip System (Titanium) | ZTT | 2750
| DY497 | De Puy Australia | SROM Total Hip System (Titanium) | ZT/HA | 2750
| GM094 | Global Manufacturing Technology Pty Limited | Apex Global Modular Hip System | Femoral Stem, Porous/HA coated, modular, ti, long length | 4428
| LO135 | Link Orthopaedic Australia | Waldemar Link MP Reconstruction Hip Prosthesis | Neck Segment Assembly | 440
| LO138 | Link Orthopaedic Australia | Waldemar Link MP Reconstruction Hip Prosthesis | Stem | 3350
| LO141 | Link Orthopaedic Australia | Fixation Screw with Locking Bolt | - | 445
| LO145 | Link Orthopaedic Australia | Proximal Spacer Rings | - | 400
| LO146 | Link Orthopaedic Australia | CFP Hip Stem | A, B, left and right; titanium/ HA | 5177
| PD013 | Portland Orthopaedics (Aust) Pty Ltd | Margron DTC Hip Replacement | Cobalt chrome Margron Oncology/Revision Module | 4331
| ZI496 | Zimmer | Revitan Modular Straight Stem | Grit blasted titanium long stem for revision with CoCr junction | 4150
Group 8c - Uncemented, beaded, not HA, long length, modularity.
| DY491 | De Puy Australia | SROM Total Hip System (Titanium) | ZTT Cone | 2750
| DY496 | De Puy Australia | SROM Total Hip System (Titanium) | ZT/HA | 2750
Group 8d - Uncemented, beaded, HA, long length, modularity.
| DY482 | De Puy Australia | SROM Total Hip System (Titanium) | ZT/HA | 2750
| DY487 | De Puy Australia | SROM Total Hip System (Titanium) | ZTT | 2750
| DY490 | De Puy Australia | SROM Total Hip System (Titanium) | ZTT Cone | 2750
Group 8g - Uncemented, plasma, not HA, long length, modularity.
| BI086 | Biomet Australia Pty Ltd | Impact Modular Total Hip System | Femoral Segment, Metaphyseal, Revision Cemented , Titanium | 5800
| BI926 | Biomet Australia Pty Ltd | Impact Modular Total Hip System | Femoral Segment, Diaphyseal, Standard. Titanium | 2200
Group 8h - Uncemented, plasma, HA, long length, modularity.
| BI138 | Biomet Australia Pty Ltd | Mallory Head Hip System | Femoral Stem, Revision, HAP Coated, Titanium | 8500
| BI918 | Biomet Australia Pty Ltd | Helios Hip System | Revision Hip Uncemented Stem | 4650
| BI919 | Biomet Australia Pty Ltd | Helios Hip System | Revision Neck with Screw | 3500
| GO012 | Global Orthopaedic Technology | UniSyn Hip System | a) Stem fluted straight Ti, b) Stem fluted bowed Ti; c) Stem porous plasma sprayed straight, d) Stem porous plasma sprayed bowed; e) Stem fluted tapered | 4800
| GO013 | Global Orthopaedic Technology | UniSyn Hip System | a) Stem fluted bowed Ti; b) Stem porous plasma sprayed straight, c) Stem porous plasma sprayed bowed; d) Stem fluted tapered | 5330
| GO020 | Global Orthopaedic Technology | UniSyn Hip System | a) Stem fluted bowed Ti, b) Stem porous plasma sprayed bowed, c) Stem fluted tapered | 6000
| GO074 | Global Orthopaedic Technology | Consensus Hip System | Femoral Stem Porous/HA Coated long lengths modular | 4800
| SK056 | Stryker Australia Pty Ltd | Stryker Modular Revision Hip System | Milled Proximal Body Titanium Plasma Spray | 6000
| SK058 | Stryker Australia Pty Ltd | Stryker Modular Revision Hip System | Porous Distal Stems Titanium Plasma Spray | 4660
| SK060 | Stryker Australia Pty Ltd | Stryker Modular Revision Hip System | Broached Proximal Body Titanium Plasma Spray | 6000
| SK061 | Stryker Australia Pty Ltd | Stryker Modular Hip System | Cone Proximal Body Titanium Plasma Spray | 6000
| SK062 | Stryker Australia Pty Ltd | Stryker Modular Revision Hip System | Calcar Proximal Body Titanium Plasma Spray | 6000
| SR045 | Stryker Australia Pty Ltd | Stryker Modular Revision Hip System | Modular Long Bowed Titanium Plasma HA Stem | 6500
Group 8i - Uncemented, unpolished and polished, not HA, long length, modularity.
| OH117 | Orthotech Pty Ltd | Exactech Total Hip System | Modular Titanium Revision Hip - Stem | 6500
| OH118 | Orthotech Pty Ltd | Exactech Total Hip System | Modular Titanium Revision Hip - Stem | 7300
| SR046 | Stryker Australia Pty Ltd | Stryker Modular Revision Hip System | Modular Long Bowed Titanium Polished Fluted Stem | 6500
Group 8l - Uncemented, other, HA, long length, modularity.
| SK022 | Stryker Australia Pty Ltd | Modular Revision System Fluted Distal Stems | Composition - Titanium Alloy Ti A16 V4 with Arc Deposited Plasma Spray Coating | 4660
Group 9 - Uncemented, Long stem, Special feature - Calcar Replacement
| BI072 | Biomet Australia Pty Ltd | Modular Calcar Mallory Head Revision Hip System | STS Distal Femoral Component, Titanium | 3000
| BI118 | Biomet Australia Pty Ltd | Mallory Head Hip System | Femoral Stem, Calcar, Titanium | 7000
| BI119 | Biomet Australia Pty Ltd | Mallory Head Hip System | Femoral Stem, Calcar, Titanium | 7200
| BI120 | Biomet Australia Pty Ltd | Mallory Head Hip System | Femoral Stem, Calcar, HAP Coated, Titanium | 7400
| BI121 | Biomet Australia Pty Ltd | Mallory Head Hip System | Femoral Stem, Calcar, HAP Coated, Titanium | 8500
| BI127 | Biomet Australia Pty Ltd | Modular Calcar Mallory Head Revision Hip System | Femoral Component, Distal. Titanium | 3400
| DP121 | De Puy Australia | Solution Implantable Hip System | Revision straight or bowed & Calcar or 10" both left and right | 6323
| DY007 | De Puy Australia | SROM Total Hip System (Titanium) | STD or Long or X-Long or XX-Long NK26 or 36 x +21CR or +4L or +8L left, right or neutral in 11/13 or 12/14 Taper | 8200
| GM055 | Global Manufacturing Technology Pty Limited | SMR Modular Hip System | Calcar Component | 3450
| GO069 | Global Orthopaedic Technology | UniSyn Hip System | Uncemented Body Plasma, Ti, HA coated, short lengths, modular | 3000
| GO070 | Global Orthopaedic Technology | UniSyn Hip System | Uncemented Body Calcar replacement, plasma, Ti, modular | 3500
| GO071 | Global Orthopaedic Technology | Unisyn Hip System | Uncemented Body Ti plasma HA coated, long lengths, modular | 3400
| GO072 | Global Orthopaedic Technology | UniSyn Hip System | Uncemented Calcar Body, Ti, Plasma, HA coated, extra long lengths, modular | 3400
| OH219 | Orthotech Pty Ltd | Exactech Total Hip System | Modular Titanium Revision Hip - Metaphyseal Segment - Calcar | 3000
| SN271 | Smith & Nephew Surgical Pty Ltd | Echelon | Revision hip stem - Bowed, porous: Calcar Replacement Collar | 5217
| SN275 | Smith & Nephew Surgical Pty Ltd | Echelon | Revision hip stem - Straight, porous: Calcar Replacement Collar | 5217
| ST589 | Stryker Australia Pty Ltd | Osteonics hip prostheses | Restoration cacar replacement stem 15mm titanium - HA coated | 6635
Group 10 - Thrust Plates
| ZI349 | Zimmer | Thrust Plate Prosthesis | Allopro Thrust Plate - Ti alloy | 1705
| ZI350 | Zimmer | Thrust Plate Prosthesis | Allopro Lateral Plate - Ti alloy | 1394
| ZI351 | Zimmer | Thrust Plate Prosthesis | Allopro Threaded bolt - CoCr alloy | 1132
| ZI352 | Zimmer | Thrust Plate Prosthesis | Allopro Cortical Screw - SS | 216
Group 11 - Unipolar / Monoblock
| BB047 | B Braun Australia Pty Ltd | Downs Austin-Moore Hip | Stem | 460
| BB048 | B Braun Australia Pty Ltd | Downs Thompson Stem | Stem | 380
| BI060 | Biomet Australia Pty Ltd | Austin Moore Self Locking Hip Prosthesis System | Straight Standard Femoral Prostheses, Titanium | 840
| BI062 | Biomet Australia Pty Ltd | FR Thompson Hip Prosthesis System | Modular Curved Femoral Stem, Titanium. | 840
| BI077 | Biomet Australia Pty Ltd | Austin Moore Self Locking Hip Prosthesis System | Femoral Component, Long Stem, Titanium | 800
| DP167 | De Puy Australia | Thompson Implantable Hip | Thompson stems Ortron | 591
| DP168 | De Puy Australia | Austin Moore Hip Prosthesis | Narrow or Standard Ortron | 591
| DP170 | De Puy Australia | Austin Moore Hip Prosthesis | Ortron | 591
| HP011 | Hipokrat Australia Pty Ltd | Austin Moore Hip Prostheses | Standard and Narrow Stem | 442
| HW025 | Howmedica | Austin Moore Endoprosthesis | Long Stem - Vitallium | 1296
| HW026 | Howmedica | Austin Moore Endoprosthesis | Standard Stem - Vitallium | 634
| SU014 | Surgical House | Austin Moore | Chrome cobalt hip prosthesis | 496
| SU015 | Surgical House | Thompson | Chrome cobalt hip prosthesis | 496
| ZI008 | Zimmer | Zimmer Hip Systems Femoral Stem | Austin Moore - Stainless Steel | 700
FEMORAL HEADS
Group 12 - Bipolar/Multipolar
| AD269 | Advanced Surgical Technologies | SLR Bipolar Endoprosthesis | SLR Bipolar Taper Femoral Head Cast Cobalt Chrome Alloy | 800
| AD270 | Advanced Surgical Technologies | SLR Biploar Acetabular Shell | Cast Cobalt Chrome Alloy | 1200
| AD271 | Advanced Surgical Technologies | SLR Bipolar Acetabular Liners | UHMWPE | 440
| BB249 | B Braun Australia Pty Ltd | Bipolar Head | Hemi Arthroplasty Head | 1250
| BI096 | Biomet Australia Pty Ltd | Tripolar Acetabular Cup Series | Ringloc Series, UHMWPE, Chrome Cobalt | 3217
| BI129 | Biomet Australia Pty Ltd | Mallory Head Hip System | Acetabular Cup, UHMWPE | 1800
| DP171 | De Puy Australia | Hastings HIP | Head | 824
| DY160 | De Puy Australia | Ultima Monk Bi-Articular Head |  | 780
| EK015 | ESKA Australia | ESKA Bipolar Head | Femoral head snap fit into acetabular cup | 1200
| GM021 | Global Manufacturing Technology Pty Limited | Classic Marathon (Acetabular Component) | Bi-Polar | 1200
| LO036 | Link Orthopaedic Australia | Vario Cup | - | 1400
| MA025 | Mathys Orthopaedics Pty Ltd | Bipolar Head | Bipolar prosthesis head | 1800
| OH103 | Orthotech Pty Ltd | Lima Total Hip Replacement System | Heads - Bi-Polar and Fixed | 1800
| PL038 | Plus Orthopedics Australia Pty Ltd | PLUS Hip Joint Prostheses System | Bipolar Head | 1518
| SN266 | Smith & Nephew Surgical Pty Ltd | Convene | Bi-polar Liner | 304
| SN267 | Smith & Nephew Surgical Pty Ltd | Tandem/Convene | Shell/Liner | 1200
| ST566 | Stryker Australia Pty Ltd | Osteonics hip prostheses | Bipolar head, cobalt chrome with polyethylene insert (factory Assembled) | 1518
| SU025 | Surgical House | Furlong Femoral Head | Bi-polar cobalt chrome | 1200
| TB064 | Taylor Bryant Pty Ltd | Groupe Lepine | Bipolar Heads | 699
| ZI286 | Zimmer | Zimmer Acetabular Cup | Multipolar (Bipolar) Cup-Co Chr W/WHMWPE | 773
Group 13a - Conventional Femoral Head, =32mm, Stainless steel
| CR045 | Corin Australia Pty Ltd | Femoral Head | Stainless Steel Modular Femoral Head | 695
| HW038 | Howmedica | V40 Orthinox Head | Stainless Steel | 780
| MA028 | Mathys Orthopaedics Pty Ltd | Metal Heads | Hip Prosthesis Head | 780
| PL034 | Plus Orthopedics Australia Pty Ltd | Femoral Head Metal | Stainless Steel | 780
| SN697 | Smith & Nephew Surgical Pty Ltd | Femoral Head | Stainless steel | 583
| TB065 | Taylor Bryant Pty Ltd | Groupe Lepine Total Hip Replacement | Stainless Steel Head | 750
| ZI052 | Zimmer | Femoral Head | Zimaloy - Stainless Steel | 668
Group 13b - Conventional Femoral Head, =32mm, Cobalt Chrome
| AD114 | Advanced Surgical Technologies | Transcend/Lineage Articulation System | Metal femoral head CoCr | 1200
| BB246 | B Braun Australia Pty Ltd | Isodur C Head | Hip Prosthesis Head | 900
| BI094 | Biomet Australia Pty Ltd | Mallory Head Hip System | Femoral Head, Offset, Chrome Cobalt | 900
| CR029 | Corin Australia Pty Ltd | Femoral Head 28mm | CoCr modular femoral | 700
| DP124 | De Puy Australia | Solution Implantable Hip System | CoCr Femoral Head Various Tapers & Neck Lengths | 780
| DP549 | De Puy Australia | C- Stem | C-Stem Heads Ortron | 700
| DP988 | De Puy Australia | SROM Total Hip System (Titanium) | Unipolar | 863
| EK059 | ESKA Australia | Metal Head Eccentric CoCr Mo | Femoral Head CoCr | 1200
| EK060 | ESKA Australia | Metal Head CoCr | Femoral Head CoCr | 900
| FI016 | Finsbury Orthopaedics Australia Pty Ltd | Finsbury Modular Heads | Cobalt Chromium | 750
| GM008 | Global Manufacturing Technology Pty Limited | Edinburgh Total Hip System (Hip Stem) | Femoral Head CoCr | 900
| GM043 | Global Manufacturing Technology Pty Limited | BioBall - Femoral modular head system | Femoral Head CoCr - <32mm | 1100
| GM056 | Global Manufacturing Technology Pty Limited | SMR Modular Hip System | Femoral Head Co Chr | 1100
| GM092 | Global Manufacturing Technology Pty Limited | Apex Global Modular Hip System | Femoral Head CrCo | 1100
| GO009 | Global Orthopaedic Technology | Consensus Hip System | Femoral head CoCr | 1100
| HW018 | Howmedica | ABG Hip System | ABG1 Metal femoral head - Francobal | 780
| HW027 | Howmedica | Contemporary Hip System Range | Femoral Head. Vitallium | 780
| HW032 | Howmedica | V40 Femoral Head | V40 Head - Metal - Cobalt Chrome, Vitallium | 780
| HW058 | Howmedica | PCA Hip System | Femoral Head - Vitallium | 780
| HW059 | Howmedica | PCA Hip System | Revision (+15mm) Head - Vitallium | 780
| LO022 | Link Orthopaedic Australia | Link Prosthesis Head | Head:Chrome Cobalt | 720
| OH062 | Orthotech Pty Ltd | Acumatch M-Series Total Hip System | Modular Titanium Revision Hip - Cobalt Chrome Head | 1200
| OH125 | Orthotech Pty Ltd | Lima Total Hip Replacement System | CRCO Femoral Head | 1200
| OH162 | Orthotech Pty Ltd | ESOP HA | Femoral Head CoCr | 1200
| PD001 | Portland Orthopaedics (Aust) Pty Ltd | Femoral Head | CoCr Alloy | 900
| PL057 | Plus Orthopedics Australia Pty Ltd | Femoral Head | Chrome Cobalt | 900
| SN280 | Smith & Nephew Surgical Pty Ltd | Femoral Head | Co Cr, 14/16 taper | 700
| SN281 | Smith & Nephew Surgical Pty Ltd | Femoral Head | Co Cr, 12/14Taper | 700
| ST567 | Stryker Australia Pty Ltd | Osteonics hip prostheses | Femoral head, cobalt chrome | 780
| ST568 | Stryker Australia Pty Ltd | C-Taper CoCr Head | LFIT - Low Friction Ion Treatment | 950
| ST598 | Stryker Australia Pty Ltd | Peritia | Metal head cobalt chrome 12-14 and 14-16 taper | 780
| SU027 | Surgical House | Furlong Femoral Head | Metallic, cobalt chrome or stainless steel | 720
| ZI051 | Zimmer | Femoral Head | Zimaloy - Co Cr | 706
| ZI358 | Zimmer | Durasul Ballhead for Inserts | Femoral Metal Ball Head - CoCr alloy | 930
| ZI362 | Zimmer | Natural Hip System | Eccentric Ball Heads - CoCr alloy | 1200
| ZI364 | Zimmer | Natural Hip System | Femoral Head Chrome Cobalt alloy | 930
| ZI380 | Zimmer | Femoral Head | Head - Metal (Zweymuller Allopro) - CoCr | 930
Group 13c - Conventional Femoral Head, =32mm, Alumina
| AD122 | Advanced Surgical Technologies | Transcend/Lineage Articulation System | Head ceramic | 1816
| BB250 | B Braun Australia Pty Ltd | Ceramic Head | Biolox forte | 2000
| BI058 | Biomet Australia Pty Ltd | Modular Ceramic System | Ceramic Head, Aluminium Alloy | 2000
| CR065 | Corin Australia Pty Ltd | Ball Heads 12 - 14 Taper (Alumina) | Alumina Ball Head (28mm) | 2000
| DP249 | De Puy Australia | AML Modular Heads | Ceramic Head Various Tapers & Neck Lengths | 2000
| EK008 | ESKA Australia | Metal Shell Type 2000/2000 Plus | AI2 O3 Ceramic Head Biolox Forte Fracture Head | 1250
| EK009 | ESKA Australia | Metal Shell Type 2000/2000 Plus | AI2 O3 Ceramic Head Biolox Forte | 1250
| FI017 | Finsbury Orthopaedics Australia Pty Ltd | Finsbury Modular Heads | Ceramic | 1250
| GM019 | Global Manufacturing Technology Pty Limited | Edinburgh Total Hip System (Hip Stem) | Femoral Head Biolox Ceramic | 2000
| GM044 | Global Manufacturing Technology Pty Limited | BioBall - Femoral modular head system | Femoral head Biolox ceramic | 2000
| GM045 | Global Manufacturing Technology Pty Limited | BioBall - Femoral modular head system | femoral modular head system | 1100
| GM057 | Global Manufacturing Technology Pty Limited | SMR Modular Hip System | Femoral Head Biolox Ceramic | 2000
| GM093 | Global Manufacturing Technology Pty Limited | Apex Global Modular Hip System | Femoral Head Ceramic | 2000
| HW017 | Howmedica | V40 Ceramic Biolox Head |  | 2000
| LO023 | Link Orthopaedic Australia | Link Prosthesis Head | Biolox Ceramic | 1400
| MA020 | Mathys Orthopaedics Pty Ltd | Ceramic Head | Ceramic | 1656
| OH093 | Orthotech Pty Ltd | Lima Total Hip Replacement System | Ceramic/Femoral Head (Biolox Forte) | 2000
| OH137 | Orthotech Pty Ltd | Acumatch M-Series Total Hip System - Head | Modular Titanium Revision Hip - Ceramic Head | 2000
| OH163 | Orthotech Pty Ltd | ESOP HA | Femoral Head Alumina Ceramic | 2000
| PD006 | Portland Orthopaedics (Aust) Pty Ltd | Margron DTC Hip Replacement | Femoral Head (Ceramic) | 1457
| PL035 | Plus Orthopedics Australia Pty Ltd | PLUS Hip Joint Prostheses System | Fem Head Ceramic | 1510
| SK011 | Stryker Australia Pty Ltd | PCA Revision Femoral Head |  | 2000
| SK012 | Stryker Australia Pty Ltd | C-taper Ceramic Biolox Head |  | 2000
| SN256 | Smith & Nephew Surgical Pty Ltd | Axis | Ceramic Femoral Head AlO3 12/14Taper | 1518
| SN278 | Smith & Nephew Surgical Pty Ltd | Femoral Head | Ceramic AlO3 | 1428
| SN299 | Smith & Nephew Surgical Pty Ltd | Reflection | Head Ceramic, AlO3 | 1913
| ST928 | Stryker Australia Pty Ltd | ABG 1 Revision Femoral Head | Composition - Alumina ceramic with pre assembled titanium sleeve | 2000
| SU026 | Surgical House | Furlong Femoral Head | Ceramic | 1725
| TB220 | Taylor Bryant Pty Ltd | 10/12/14 Alumina Head BOTA | Alumina Head | 2000
| ZI055 | Zimmer | Femoral Head | Trilogy AB Ceramic Head 12/14 Taper (Alumina) | 2000
| ZI346 | Zimmer | Ceramic Femoral head for hip prosthesis | Femoral Head - Biolox Ceramic | 1596
| ZI355 | Zimmer | Cerasul - Ceramic | Ceramic Femoral Head | 2000
| ZI381 | Zimmer | Ceramic Head - Sulox | Head - Ceramic | 950
Group 13d - Conventional Femoral Head, =32mm, Titanium Alloy
| CR064 | Corin Australia Pty Ltd | Ball Heads 12 - 24 Taper (Tin Coated) | Tin Coated (Titanium Nitride) | 1600
Group 13e - Conventional Femoral Head, =32mm, Non-alloy
| SN687 | Smith & Nephew Surgical Pty Ltd | Femoral Head | 12/14, 14/16 Taper, Oxinium | 2250
Group 13f - Conventional Femoral Head, =32mm, Other
| GO010 | Global Orthopaedic Technology | Consensus Hip System | Femoral head Biolox ceramic | 2000
| SR010 | Stryker Australia Pty Ltd | PCA Revision Femoral Head |  | 2000
| SR023 | Stryker Australia Pty Ltd | ABG 1 Revision Femoral Head | Composition - Alumina ceramic with pre assembled titanium sleeve | 2000
| SR026 | Stryker Australia Pty Ltd | C-Taper CoCr Head | LFIT - Low Friction Ion Treatment | 950
| SR028 | Stryker Australia Pty Ltd | Delta Ceramic Heads | Modular Femoral Head - Delta Ceramic material | 2000
Group 13g - Conventional Femoral Head, =32mm, Zirconium
| BI927 | Biomet Australia Pty Ltd | Modular Ceramic System | Ceramic Head, Zirconium | 2000
| CR028 | Corin Australia Pty Ltd | Femoral Head 28mm | Zirconia ceramic | 1800
| PL105 | Plus Orthopedics Australia Pty Ltd | PLUS Hip Joint Prosthesis System | Ceramic Head Revision | 1800
| PL118 | Plus Orthopedics Australia Pty Ltd | Plus Hip Joint Prosthesis System | Titanium Sleeve adaptor for revision fractured ceramic | 900
Group 14a - Conventional Femoral Head, >32mm, Stainless steel
| HW395 | Howmedica | V40 Orthinox Head | Stainless Steel | 780
| MA456 | Mathys Orthopaedics Pty Ltd | Metal Heads | Hip Prosthesis Head | 780
| PL037 | Plus Orthopedics Australia Pty Ltd | PLUS Hip Joint Prostheses System | Unipolar Head | 530
| PL103 | Plus Orthopedics Australia Pty Ltd | PLUS Hip Joint Prosthesis System | Ceramic Head Zirconium | 1620
| SN813 | Smith & Nephew Surgical Pty Ltd | Femoral Head | Stainless steel | 583
| ZI498 | Zimmer | Femoral Head | Zimaloy - Stainless Steel | 668
Group 14b - Conventional Femoral Head, >32mm, Cobalt Chrome
| AD288 | Advanced Surgical Technologies | Transcend/Lineage Articulation System | Metal femoral head CoCr | 1200
| AD308 | Advanced Surgical Technologies | Transcend/Lineage Articulation System | Metal femoral head CoCr | 1200
| BI061 | Biomet Australia Pty Ltd | Austin Moore Self Locking Hip Prosthesis System | Modular Femoral Stem and Modular Head, Titanium. | 950
| BI134 | Biomet Australia Pty Ltd | Mallory Head Hip System | Femoral Modular Head, Chrome Cobalt | 950
| BI875 | Biomet Australia Pty Ltd | Endo II Head | Modular Head - CoCr | 950
| BI876 | Biomet Australia Pty Ltd | Endo II Head | Modular Head Taper Insert - CoCr | 500
| BI877 | Biomet Australia Pty Ltd | Freedom 36 mm Modular Head | Modular Head | 950
| CR084 | Corin Australia Pty Ltd | Modular Endo Heads | Modular Endo Head is made of Cobalt Chrome | 900
| DY025 | De Puy Australia | Unirom Total Hip System Femoral Stem | PFC / Ultima Taper 10/12 CoCr Head | 598
| DY402 | De Puy Australia | ASR Hip System | Modular Cathcart Unipolar Head | 850
| DY473 | De Puy Australia | Solution Implantable Hip System | CoCr Femoral Head Various Tapers & Neck Lengths | 780
| DY486 | De Puy Australia | SROM Total Hip System (Titanium) | Unipolar | 863
| DY503 | De Puy Australia | C- Stem | C-Stem Heads Ortron | 700
| GM066 | Global Manufacturing Technology Pty Limited | BioBall - Femoral modular head system | Femoral Head CoCr >32mm | 1100
| GO043 | Global Orthopaedic Technology | Consensus Hip System | Femoral head - Modular CoCr | 950
| GO046 | Global Orthopaedic Technology | Consensus Hip System | Femoral Head Cemented CoCr | 950
| PD014 | Portland Orthopaedics (Aust) Pty Ltd | Femoral Head | CoCr Alloy | 900
| SN307 | Smith & Nephew Surgical Pty Ltd | Unipolar | Taper Sleeve Co Cr | 270
| SN308 | Smith & Nephew Surgical Pty Ltd | Unipolar Head | Co Cr | 700
| SN809 | Smith & Nephew Surgical Pty Ltd | Femoral head | Co Cr, 14/16 taper | 700
| SN810 | Smith & Nephew Surgical Pty Ltd | Femoral Head | Co Cr, 12/14Taper | 700
| SR015 | Stryker Australia Pty Ltd | Osteonics hip prostheses | Femoral head - LFIT cobalt chrome low friction ion treatment | 950
| SR025 | Stryker Australia Pty Ltd | C-Taper CoCr Head | LFIT - Low Friction Ion Treatment | 950
| ST929 | Stryker Australia Pty Ltd | V40 LFIT CoCr Femoral Heads | Composition - Ion Implanted V40 Chrome Cobalt Heads | 950
| ZI359 | Zimmer | Durasul Ballhead for Inserts | Femoral Metal Ball Head - CoCr alloy | 950
| ZI499 | Zimmer | Femoral Head | Zimaloy - Co Cr | 706
| ZI500 | Zimmer | Femoral Head | Head - Metal (Zweymuller Allopro) - CoCr | 930
Group 14c - Conventional Femoral Head, >32mm, Alumina
| AD290 | Advanced Surgical Technologies | Transcend/Lineage Articulation System | Head ceramic | 1816
| DY464 | De Puy Australia | AML Modular Heads | Ceramic Head Various Tapers & Neck Lengths | 2000
| EK036 | ESKA Australia | Femoral Head BS / Ceram | Femoral Head Al2O3 | 2000
| HW394 | Howmedica | V40 Ceramic Biolox Head |  | 2000
| OH216 | Orthotech Pty Ltd | Lima Total Hip Replacement System | Ceramic/Femoral Head (Biolox Forte) | 2000
| PD015 | Portland Orthopaedics (Aust) Pty Ltd | Margron DTC Hip Replacement | Femoral Head (Ceramic) | 1457
| PL102 | Plus Orthopedics Australia Pty Ltd | PLUS Hip Joint Prosthesis System | Ceramic Head AL | 1720
| PL104 | Plus Orthopedics Australia Pty Ltd | PLUS Hip Joint Prosthesis System | Ceramic Head Delta | 1980
| SN806 | Smith & Nephew Surgical Pty Ltd | Axis | Ceramic Femoral Head AlO3 12/14Taper | 1518
| SN807 | Smith & Nephew Surgical Pty Ltd | Femoral Head | Ceramic AlO3 | 1428
| SN811 | Smith & Nephew Surgical Pty Ltd | Reflection | Head Ceramic, AlO3 | 1913
| SR001 | Stryker Australia Pty Ltd | C-taper Ceramic Biolox Head |  | 2000
Group 14e - Conventional Femoral Head, >32mm, Non-alloy
| SN812 | Smith & Nephew Surgical Pty Ltd | Femoral Head | 12/14, 14/16 Taper, Oxinium | 2250
Group 14f - Conventional Femoral Head, >32mm, Other
| SR029 | Stryker Australia Pty Ltd | Delta Ceramic Heads | Modular Femoral Head - Delta Ceramic material | 2436
| SU154 | Surgical House | ACCIS Head | Solid femoral head. Composition: Chrome cobalt alloy (CrCoMo) base metal, coated with Titanium Niobium (TiNiob) ceramic | 2436
Group 15 - All metal on metal articulated heads
| BI045 | Biomet Australia Pty Ltd | Scientific Hip Prostheses System | Head, Chrome Cobalt | 1212
| BI056 | Biomet Australia Pty Ltd | Biomet Alternate Bearing Surface | Metal on Metal head, Chrome Cobalt | 948
| BI068 | Biomet Australia Pty Ltd | Stanmore Total Hip System | Modular Head, Chrome Cobalt | 1400
| BI070 | Biomet Australia Pty Ltd | Biomet Taperloc Hip System | Modular Head, Chrome Cobalt | 1212
| BI895 | Biomet Australia Pty Ltd | M2A Magnum Prosthesis | Taper Insert, Cobalt chrome | 500
| BI896 | Biomet Australia Pty Ltd | M2A Magnum Prosthesis | Femoral Modular Head, Cobalt Chrome | 2300
| CR016 | Corin Australia Pty Ltd | Cormet 2000 - Modular Endo Head | CoCr alloy | 2300
| CR020 | Corin Australia Pty Ltd | Metalok Femoral Head | Carbon Cobalt Chrome Alloy | 1214
| DY215 | De Puy Australia | Pinnacle Cup/Liners | CoCr "M" Femoral Heads Various Tapers and Neck Lengths | 2300
| DY485 | De Puy Australia | SROM Total Hip System (Titanium) | Unipolar | 863
| EK061 | ESKA Australia | Large Metal Head Silver CoCr | Femoral Head CoCrMo | 2300
| EK064 | ESKA Australia | Large Metal Head Silver Surf | Femoral Head CoCrMo | 2300
| FI015 | Finsbury Orthopaedics Australia Pty Ltd | Adept MoM Modular Head | Metal on Metal modular head, CoChr, 12/14 Eurocone | 2300
| GO047 | Global Orthopaedic Technology | ICON Hip System | Femoral Head - Modular CoCr | 2300
| MA029 | Mathys Orthopaedics Pty Ltd | Metal on Metal Head | Head for MOM articulation | 2300
| PL036 | Plus Orthopedics Australia Pty Ltd | PLUS Hip Joint Prostheses System | Fem Head Plusmet | 1449
| PL076 | Plus Orthopedics Australia Pty Ltd | PLUS Hip Joint Prosthesis System | Femoral Metal Head - Standard Metal | 1470
| PL116 | Plus Orthopedics Australia Pty Ltd | PLUS Hip Joint Prosthesis System | Femoral Head Metal - PLUSMET | 1900
| SN741 | Smith & Nephew Surgical Pty Ltd | Birmingham Modular Femoral Head | Cobalt Chrome | 2300
| SR051 | Stryker Australia Pty Ltd | Stryker Orthopaedic Traditional Resurfacing Hip System - Modular Head | Modular Femoral Head | 2300
| ZI382 | Zimmer | Femoral Head | Head - Metasul - special metal alloy | 1700
Group 16a - Resurfacing, Metal, Cemented
| AD112 | Advanced Surgical Technologies | Conserve Hip Resurfacing Hemi | Cobalt chrome | 2600
| AD212 | Advanced Surgical Technologies | CONSERVE Femoral Surface Replacement | CoCr SLT Taper Femoral Head | 2900
| AD220 | Advanced Surgical Technologies | CONSERVE PLUS Total Hip Resurfacing System | CoCr Femoral Head - Super Polished | 3300
| AD286 | Advanced Surgical Technologies | BFH Total, A-class | Cobalt Chrome super finished femoral head. Size range from 36mm to 56mm in 2mm increments with 3 head lengths per size | 3300 | 3740 | 440
| BI839 | Biomet Australia Pty Ltd | Resurfacing Hip System | Femoral Head CoCr, Cemented | 3300
| CR047 | Corin Australia Pty Ltd | Cormet 2000 Resurfacing Hip | Resurfacing femoral head Cobalt chrome cemented | 3300
| DY329 | De Puy Australia | ASR Hip System | Large Modular Head Adaptor / Sleeve | 1108.11
| DY330 | De Puy Australia | ASR Hip System | Large Modular Head Adaptor | 3300
| DY331 | De Puy Australia | ASR Hip System | Resurfacing Femoral Head | 3300
| EK039 | ESKA Australia | Hip Surf Replacement Cemented Silver BS | Femoral Head CoCr | 2600
| FI001 | Finsbury Orthopaedics Australia Pty Ltd | ADEPT MoM Resurfacing Head | Resurfacing Head MoM, Cast CoChr | 3300
| GO049 | Global Orthopaedic Technology | ICON Hip System | Femoral Head Cemented CoCr | 3040
| SN743 | Smith & Nephew Surgical Pty Ltd | Birmingham Hip Resurfacing Prostheses - Femoral Component | Cemented | 3180
| SN826 | Smith & Nephew Surgical Pty Ltd | Birmingham PC Hip Replacement | Resurfacing prostheses - femoral component | 3300
| SR043 | Stryker Australia Pty Ltd | Stryker Orthopaedic Traditional Resurfacing Hip System | Resurfacing Head | 3300
| ZI466 | Zimmer | Durom | Resurfacing System - Special Femoral Component, Metasul alloy | 3300
| ZI472 | Zimmer | Durom Resurfacing System - Ballhead | Forged CoCr alloy | 2167
Group 16c - Resurfacing, Metal, Uncemented
| BI838 | Biomet Australia Pty Ltd | Resurfacing Hip System | Femoral Head CoCr, Ti, HA Coated | 3900
| BI840 | Biomet Australia Pty Ltd | Resurfacing Hip System | Femoral Head CoCr, Ti | 3900
| CR017 | Corin Australia Pty Ltd | Cormet 2000 Resurfacing Hip System | Resurfacing femoral head Cobalt chrome HAP coated | 3900
| CR090 | Corin Australia Pty Ltd | Cormet Resurfacing Head Bi Coated | CrCo with titanium plasma spray and HA ingrowth surface | 3900
| EK049 | ESKA Australia | Hip Surf Replacement Cementless Silver Surf HA BS | Femoral Head CoCrMo/TiNb/HA | 3200
| EK062 | ESKA Australia | Hip Surf Replacement Cementless Silver BS | Femoral Head CoCrMo/TiNb | 3200
| EK063 | ESKA Australia | Hip Surf Replacement Cementless Silver BS / Ha | Femoral Head CoCrMo / TiNb / Ha | 3200
| EK067 | ESKA Australia | Hip Surf Replacement cementless Silver Cornwall BS/HA | Femoral Head CoCrMo/TiNb/HA | 3200
| EK068 | ESKA Australia | Hip Surf Replacement cementless Silver Cornwall BS | Femoral Head CoCrMo/TiNb | 3200
| EK069 | ESKA Australia | Hip Surf Replacement cementless Silver Surf BS | Femoral Head CoCrMo/TiNb | 3200
Group 16e - Resurfacing, Other | TB308 | Taylor Bryant Pty Ltd | HemiCAP Contoured Articular Resurfacing Hip System | Articular Component - Chrome Cobalt | 3900
| TB309 | Taylor Bryant Pty Ltd | HemiCAP Contoured Articular Resurfacing Hip System | Fixation Screw - Titanium | 1500
Group 16d - Resurfacing, Ceramic, Uncemented
| EK066 | ESKA Australia | Hip Surf Replacement cementless BS / Ceram | Femoral Head Ceramic Al2O3 | 4600
Group 16e - Resurfacing, Other
| EA005 | Endotec Australia Pty Ltd | Buechel-Pappas Integrated Total Hip Replacement System | Femoral Head-Ceramic coated titanium | 5200
Group 17 - Item Type - Other
| DY026 | De Puy Australia | Elite Hemi Head | Elite Plus Hemi Head | 1113
| ST570 | Stryker Australia Pty Ltd | Large Diameter Moduar Heads | UNITRAX Vitallium alloy /CoCr | 1134
| ZI054 | Zimmer | Femoral Head | Endo Head | 889
| ZI347 | Zimmer | Femoral Head | Femoral Head - Unipolar - CoCr alloy / PE | 1073
ACETABULAR COMPONENTS
Group 18a - Cups, cemented, hooded and unhooded, unmodified polyethylene
| AD125 | Advanced Surgical Technologies | WMT Acetabular Cups All Poly | UHMWPE | 485
| BB236 | B Braun Australia Pty Ltd | Polyethylene Acetabular Cup | Chirulen | 750
| CR042 | Corin Australia Pty Ltd | Cenator Hip System | Acetabular Cup, Ultra High Molecular weight Polyethylene | 550
| DP115 | De Puy Australia | Duraloc Enduron Liner | Polythene Liner in Neutral or 10 or 20 Degree or +4 | 850
| DP172 | De Puy Australia | PLAD | Wroblewski Cup Angle bore Left and Right UHMWP | 668
| DP173 | De Puy Australia | PLAD | PLAD for cups S/S and Polyethylene | 668
| DP182 | De Puy Australia | Charnley Hip System | Polythene, OGEE or LPW or FLANGED | 825
| DP563 | De Puy Australia | Wroblewski Cup | Golf Ball Left and right UHMWP | 850
| EK019 | ESKA Australia | ESKA Modular All Poly Cup | Snap | 550
| GM022 | Global Manufacturing Technology Pty Limited | Edinburgh Total Hip System (Acetabular Component) | Acetabular Cup UHMWPE | 850
| LO018 | Link Orthopaedic Australia | LINK Lubinus SP Hip Prosthesis | Cup: Muller | 532
| OH105 | Orthotech Pty Ltd | Lima Total Hip Replacement System | Mueller UHMWPE Cup (Cemented) | 850 | 1850 | 1000
| OH154 | Orthotech Pty Ltd | Coriolis | Polyethylene Cup | 850 | 1850 | 1000
| PL044 | Plus Orthopedics Australia Pty Ltd | PLUS Hip Joint Prosthesis System | PLUS PE cemented cup | 470
| SN288 | Smith & Nephew Surgical Pty Ltd | Reflection | Acetabular Cup | 550
| ST552 | Stryker Australia Pty Ltd | Osteonics hip prostheses | All poly cup polyethylene | 800
| ZI027 | Zimmer | Acetabular Cup | Zimmer Cemented Acet. (ZCA) - Polyethylene | 668
| ZI368 | Zimmer | Apollo Hip System | Apollo Hooded Cement Acetabular Cup - PE | 782
| ZI383 | Zimmer | MS30 Hip - Cups Cemented | Low Profile with Metasul - PE with special metal alloy | 2263
Group 18b - Cups, cemented, hooded and unhooded, modified polyethylene
| BI030 | Biomet Australia Pty Ltd | Scientific Hip Prostheses System | Acetabular Component UHMWPE, Cemented | 900
| BI064 | Biomet Australia Pty Ltd | Bioclad Hip System | Acetabular Cup, UHMWPE | 900
| BI067 | Biomet Australia Pty Ltd | Stanmore Total Hip System | Acetabular Cup, UHMWPE | 811
| HW029 | Howmedica | Contemporary Hip System Range | Duration Poly Cup - Enhanced Polyethylene | 900
| HW030 | Howmedica | Contemporary Hip System Range | Exeter Contemporary Flanged Poly Cup - Enhanced Polyethylene | 900
| HW035 | Howmedica | Exeter Hip System | Exeter Duration Cup - Enhanced Polyethylene - Low and High Profile | 900
| HW036 | Howmedica | Exeter Hip System | Exeter Duration X-Tra Cover Cup - Enhanced Polyethylene | 900
| MA027 | Mathys Orthopaedics Pty Ltd | CCB Cemented Cup | Full profile / low profile special cup | 552
| OH104 | Orthotech Pty Ltd | Lima Total Hip Replacement System | Mueller Ceramic and UHMWPE Cup (Cemented) | 1700
| SN282 | Smith & Nephew Surgical Pty Ltd | Opera | Acetabular Cup Flanged UHMWPE | 534
| SN695 | Smith & Nephew Surgical Pty Ltd | Opera | Acetabular Cup Flanged - XLPE | 760
| SN696 | Smith & Nephew Surgical Pty Ltd | Reflection | Acetabular Cup - XLPE | 760
| ST013 | Stryker Australia Pty Ltd | Hip - Trident All Polyethelene Cup | Enhanced Polyethylene | 900
| ZI314 | Zimmer | ZCA All Poly Acetabular Cup - XLPE | Highly crosslinked ultra high molecular weight polyethylene | 1700
| ZI384 | Zimmer | MS30 Hip - Cups Cemented | Low Profile - PE | 475
Group 18c - Cups, cemented, constrained, modified and unmodified polyethylene
| BI091 | Biomet Australia Pty Ltd | Kasselt Acetabular Cup System | Acetabular Cup, UHMWPE | 800
| EK020 | ESKA Australia | ESKA Modular All Poly Cup | Snap Lock | 550
| EK021 | ESKA Australia | ESKA Modular All Poly Cup | Assymetric 10 degree | 550
| HW043 | Howmedica | Brunswick Cup | Polyethylene | 800
| LO019 | Link Orthopaedic Australia | LINK Lubinus SP Hip Prosthesis | Eccentric | 690
Group 19a - Shell, uncemented, Grit blast, not HA
| AD113 | Advanced Surgical Technologies | Transcend Articulation System | Transcend cup - titanium | 1996
| AD126 | Advanced Surgical Technologies | WMT Interseal Acetabular Shells and Liners | Titanium acetabular shell | 1996
| MA439 | Mathys Orthopaedics Pty Ltd | ExpanSys Cup | Cementless acetabular component for hip arthroplasty titanium expandable cup with either p/e or m/m inlay | 3500
| MA440 | Mathys Orthopaedics Pty Ltd | ExpanSys Cup | Cementless acetabular component for hip arthroplasty titanium expandable cup with either p/e or m/m inlay | 900
| MA442 | Mathys Orthopaedics Pty Ltd | seleXys Shell | Modular Keramed titanium acetabular component to include MACROFIT/TRISTABIL/UNICUP | 2700
| PL020 | Plus Orthopedics Australia Pty Ltd | PLUS Hip Joint Prostheses System | Bicon-PLUS Cup | 2470
| PL051 | Plus Orthopedics Australia Pty Ltd | Bicon - PLUS | Cementless Cup | 2470
| PL059 | Plus Orthopedics Australia Pty Ltd | PLUS Hip Joint Prostheses System | Acetabular Shell | 2600
Group 19b - Shell, uncemented, Grit blast, HA
| BB243 | B Braun Australia Pty Ltd | Plasmacup | Isotan | 2000
| EK010 | ESKA Australia | Metal Shell Type 2000/2000 Plus | Metal Shell Screwless or screw fixation | 2400
| HW014 | Howmedica | ABG 11Cup with Hydroxyapatite | ABG11 Acetabular Cup - HA coated/Titanium | 2500
| HW015 | Howmedica | ABG 11Cup with Hydroxyapatite | ABG II Ceramic Cup - HA coated/Titanium | 2500
| LO032 | Link Orthopaedic Australia | CFP Cup ( TOP CUP) | - | 1800
| OH094 | Orthotech Pty Ltd | Lima Total Hip Replacement System | Uncemented Cup with HA/Porous Coat | 2500
| OH140 | Orthotech Pty Ltd | Atlas Acetabular Cup System | Titanium & HA | 2500
| OH143 | Orthotech Pty Ltd | Atlas Acetabular Cup System | Titanium & HA | 300
| SK092 | Stryker Australia Pty Ltd | ABG Cup with Hydroxyapatite | ABGII Acetabular HA Shell with 32mm ID ceramic insert | 4900
| SU017 | Surgical House | Furlong Acetabular Cup | H-AC cementless (CSF, FRF, Threaded & Tri-Fix) | 2470
Group 19c - Shell, uncemented, Beaded, not HA
| AD103 | Advanced Surgical Technologies | Lineage Acetabular System | Titanium | 2341
| AD226 | Advanced Surgical Technologies | Lineage Acetabular System | Titanium Deep Profile Multi Hole Acetabular Shell | 2341
| DP360 | De Puy Australia | Sector Cups | Sector (Titanium) | 2341
| DP361 | De Puy Australia | Solution Deep Profile Cup | Deep Profile Titanium | 2341
| DP551 | De Puy Australia | Bantam Shells | Bantam Titanium | 3500
| DP558 | De Puy Australia | Duraloc 100 Series Cup | 100 series Titanium | 2015
| DP975 | De Puy Australia | SROM Total Hip System (Titanium) | Obolong Ace both left and right | 8500
| DY010 | De Puy Australia | SROM Total Hip System (Titanium) | ZTT1 & 2 or arthropor 1& 2 or Super Cup or Gripper | 2341
| HW068 | Howmedica | Vitalock Acetabular System | Solid-Back Cup - Vitallium/Porous Coated | 2341
| HW069 | Howmedica | Vitalock Acetabular System | Cluster Cup - Vitallium/Porous Coated | 2341
| SN285 | Smith & Nephew Surgical Pty Ltd | Reflection | Acetabular Cup, Porous Titanium Alloy | 2341
| SN287 | Smith & Nephew Surgical Pty Ltd | Reflection | Acetabular Cup Titanium Alloy | 2229
| SN290 | Smith & Nephew Surgical Pty Ltd | Reflection | Acetabular Shell Ceramic, Porous Titanium Alloy | 2059
Group 19d - Shell, uncemented, Beaded, HA
| AD119 | Advanced Surgical Technologies | Transcend/Lineage Articulation System | Titanium HA coated cup | 3150
| AD287 | Advanced Surgical Technologies | Orion Acetabular Cup | Uncemented, Beaded Acetabular Cup, HA coated | 3150
| AE038 | Australian Surgical Design & Manufacture Pty Ltd | Heco Hip System | Titanium Cup Implant | 3000
| DP557 | De Puy Australia | Duraloc Cup | Sector or 100 series Polished inner or polisherd Titanium or HA | 2550
| DY031 | De Puy Australia | Option Cup system | Option Ha | 2750
| DY278 | De Puy Australia | Pinnacle Acetabular Cup System | Pinnacle 100 or 300 or Sector or 1200, STD or HA Acetabular Cup | 3150
| FI002 | Finsbury Orthopaedics Australia Pty Ltd | ADEPT MoP Acetabular Component | Porocast Acetabular Shell, CoChr, HA coated size 44-66mm + poly liner | 3500
| FI003 | Finsbury Orthopaedics Australia Pty Ltd | ADEPT MoP Acetabular Component | Porocast Acetabular Shell, CoChr, HA coated size 44-66mm + poly liner, Extra Fixation | 4000
| FI004 | Finsbury Orthopaedics Australia Pty Ltd | ADEPT CoC Acetabular component | Porocast Acetabular Shell, CoChr, HA coated | 5000
| FI005 | Finsbury Orthopaedics Australia Pty Ltd | ADEPT CoC Acetabular component | Porocast Acetabular Shell, CoChr, HA coated, ceramic liner, Extra Fixation | 5500
| GO040 | Global Orthopaedic Technology | Consensus Hip System | Acetabular Shell Porous/HA Ti | 3150
| HW070 | Howmedica | Vitalock Acetabular System | PA Solid-Back and Cluster Cup - Vitallium/Periapatite coated | 2550
| SN260 | Smith & Nephew Surgical Pty Ltd | Axis | HA Cup Titanium Alloy | 2550
| SN286 | Smith & Nephew Surgical Pty Ltd | Reflection | Acetabular Cup HA Coated Titanium Alloy | 2550
| SN688 | Smith & Nephew Surgical Pty Ltd | Reflection | HA Coated acetabular ceramic cup | 2550
Group 19e - Shell, uncemented, Mesh, not HA
| ZI034 | Zimmer | Acetabular Cup | Trilogy Shell - Titanium | 2341
| ZI042 | Zimmer | Acetabular Cup | Trilogy AB Multi-Hole Shell - Titanium | 2341
| ZI386 | Zimmer | Fitmore Cup | Uncemented Cup - Fitmore - Ti alloy | 2341
Group 19f - Shell, uncemented, Mesh, HA
| ZI035 | Zimmer | Acetabular Cup | Trilogy HATCP Shell - Titanium | 2625
| ZI041 | Zimmer | Acetabular Cup | Trilogy AB HA/TCP Cluster Hole Shell - Titanium | 2625
Group 19g - Shell, uncemented, Plasma, not HA
| BI028 | Biomet Australia Pty Ltd | Asian Hip System | Acetabular Cup, UHMWPE, Chrome Cobalt Cemented | 2000
| BI038 | Biomet Australia Pty Ltd | Rx90 Hip System | Acetabular Cup and liner, Titanium Alloy, UHMWPE, Cementless / Cemented | 2000
| BI065 | Biomet Australia Pty Ltd | Vision Acetabular System | Acetabular Cup System, Cemented, Cementless, Titanium, Chrome Cobalt, UHMWPE | 2000
| BI111 | Biomet Australia Pty Ltd | Mallory Head Hip System | Acetabular Shell, Titanium | 2000
| BI699 | Biomet Australia Pty Ltd | McLauglin Plus 5 Acetabular Shell | Acetabular Titanium Shell | 2000
| PD016 | Portland Orthopaedics (Aust) Pty Ltd | Equator Plus Cup | 3-Hole, plasma sprayed shell | 2350
| PD017 | Portland Orthopaedics (Aust) Pty Ltd | Equator Plus Cup | 5-hole plasma sprayed shell | 2350
| PL022 | Plus Orthopedics Australia Pty Ltd | PLUS Hip Joint Prostheses System | EP Fit Multi/Hole Cup | 2800
| PL079 | Plus Orthopedics Australia Pty Ltd | Plus Hip Joint Prostheses System | Acetabular Shell | 2350
| PL106 | Plus Orthopedics Australia Pty Ltd | PLUS Hip Joint Prosthesis System | MPF Cup - Acetabular shell | 2350
| PL117 | Plus Orthopedics Australia Pty Ltd | PLUS Hip Joint Prosthesis System | MPF Cup - Revision shell | 2350
| SK128 | Stryker Australia Pty Ltd | Trident Acetabular Component System | Trident Hemispherical Acetabular Shells. Made of Titanium (Ti-6A1-4V) with an Arc Deposit Surface | 2350
Group 19h - Shell, uncemented, Plasma, HA
| BI101 | Biomet Australia Pty Ltd | Bi Hapro Hip System | Ringloc Cup, HAP Coating uncemented | 2600
| BI110 | Biomet Australia Pty Ltd | Mallory Head Hip System | Acetabular Shell, HAP Coated, Titanium | 2600
| BI112 | Biomet Australia Pty Ltd | Mallory Head Hip System | Acetabular Shell, Solid, HAP Coated, Titanium | 2600
| BI770 | Biomet Australia Pty Ltd | Exceed Acetabular System | Shell, Ti | 2600
| BI917 | Biomet Australia Pty Ltd | Rim Cup | Acetabular Shell Porous/HA Ti | 2600
| CR019 | Corin Australia Pty Ltd | DC Fit Cup Metal Backed | CoCr cup, Cor plasma spray with HAP coating, with/without screws | 1900
| CR074 | Corin Australia Pty Ltd | Alpha Lock Plus Titanium Hip Cup | Titanium hip cup with special pre-closed fixation holes for self-tapping counter sunk screws, UHMWPE inlay. | 2200
| CR085 | Corin Australia Pty Ltd | Alpha Cera Fit Hip Cup | Cup is made of High Grade Titanium Alloy with Bonit coating | 2200
| GM017 | Global Manufacturing Technology Pty Limited | Cer-Met Series II (Acetabular Component) | Acetabular Shell Porous/HA Ti | 2600
| GM047 | Global Manufacturing Technology Pty Limited | Contile Fin II | Acetabular Shell Porous HA Ti | 2600
| SK198 | Stryker Australia Pty Ltd | Trident Acetabular Component System | HA coated hemispherical acetabular cup (HA= Hydroxyapatite) | 2600
| ST548 | Stryker Australia Pty Ltd | Trident acetabular component system | Trident shell, titanium - HA coated | 2600
| ST554 | Stryker Australia Pty Ltd | Osteonics secur-fit - HA PSL acetabular shell | Secur-fit PSL shell titanium - HA coated | 2600
| ST555 | Stryker Australia Pty Ltd | Osteonics secur-fit - HA PSL acetabular shell | Secur-fit ABC shell titanium - HA coated for use with ceramic liners | 2600
| ST558 | Stryker Australia Pty Ltd | Osteonics secur-fir HA PSL acetabular shell | Secur fit XTRA shell, titanium - HA coated peripheral screw holes | 2600
| ST933 | Stryker Australia Pty Ltd | Trident Multi-Hole Acetabular Shell | Composition - Titanium (Ti-6AL-4V) with Arc Deposit Surface and Pruefix HA Coating | 2600
| TB068 | Taylor Bryant Pty Ltd | Groupe Lepine Total Hip Replacement | MBA/Pavi Acetabular Cup | 1500
Group 19i - Shell, uncemented, Titanium, not HA
| ZI353 | Zimmer | Allofit Cup | Allopro/Allofit Finned Cup - Titanium alloy | 2305
| ZI385 | Zimmer | CLS, CLW Prosthesis - Cups | Uncemented Cup for CLS & CLW - Ti alloy | 2210
| ZI396 | Zimmer | Variall Screw Cup System | Titanium Shell - Ti alloy | 2231
Group 19j - Shell, uncemented, Titanium, HA
| PL021 | Plus Orthopedics Australia Pty Ltd | PLUS Hip Joint Prostheses System | EP Fit PLUS Ti/HA Cup | 2688
Group 19k - Shell, uncemented, Other, not HA
| BI928 | Biomet Australia Pty Ltd | Tripolar Acetabular Cup Series | Ringloc Series, UHMWPE, Chrome Cobalt | 3217
| DP188 | De Puy Australia | Thackray Hip System | Acetabular Cup Self centering cup | 1400
| EK041 | ESKA Australia | Metal Shell Porous Screw Fixation BS | TiNiob Porous Metal Shell | 3217
| EK047 | ESKA Australia | Metal Shell Cementless BS | TiNiob Coated/HA Metal Shell | 2600
| ZI325 | Zimmer | Trabecular Metal Modular Acetabular System | Porous Tantalum Modular Shell | 3217
Group 19l - Shell, uncemented, Other, HA
| EK038 | ESKA Australia | Metal Shell Cementless BS | TiNiob Coated / HA Metal Shell | 2600
| EK040 | ESKA Australia | Metal Shell Cementless /HA Screw Fixation BS | TiNiob Coating HA/Metal Shell | 3200
Group 20a - Liner, unmodified polyethylene
| AD127 | Advanced Surgical Technologies | WMT Interseal Acetabular Shells and Liners | Duramer UHMWPE Liner | 800
| AD263 | Advanced Surgical Technologies | Procotyl-E cup | polyethylene liner | 850
| AE037 | Australian Surgical Design & Manufacture Pty Ltd | Heco Hip System | Polyethylene Insert | 800
| BB237 | B Braun Australia Pty Ltd | Plasmacup PE insert | Chirulen | 850
| BI916 | Biomet Australia Pty Ltd | Rim Cup | Acetabular Cup Inserts UHMWPE 28mm | 850
| CR022 | Corin Australia Pty Ltd | DC Fit Cup Metal Backed | Acetabular Liner 0 & 10 deg offset | 650
| DP112 | De Puy Australia | Duraloc Enduron Liner | Enduron Liner | 850
| DP222 | De Puy Australia | Thackray Hip System | Poly Liner Custom | 1200
| DP552 | De Puy Australia | Bantam Liners | Bantam Enduron Polyethylene | 850
| DP968 | De Puy Australia | SROM Total Hip System | UHMWPE or Polythene Liner | 1200
| DY032 | De Puy Australia | Option Cup system | Liner LPW or STD | 850
| DY280 | De Puy Australia | Pinnacle Acetabular Cup System | Pinnacle GVF +4 or Neutral or 10 Degree or Lipped Liners | 900
| DY475 | De Puy Australia | Duraloc Enduron Liner | Polythene Liner in Neutral or 10 or 20 Degree or +4 | 850
| EA004 | Endotec Australia Pty Ltd | Buechel-Pappas Integrated Total Hip Replacement System | Acetabular Bearing | 750
| FI022 | Finsbury Orthopaedics Australia Pty Ltd | Adept MoP Acetabular Component | Liner, unmodified polyethylene | 850
| GM016 | Global Manufacturing Technology Pty Limited | Cer-Met II (Acetabular Component) | Acetabular cup Inserts UHMWPE 28mm and 32mm | 900
| GM048 | Global Manufacturing Technology Pty Limited | Contile Fin II | Acetabular Cup Inserts UHMWPE | 1115
| LO033 | Link Orthopaedic Australia | CFP Insert( TOP INSERT) | - | 411
| OH096 | Orthotech Pty Ltd | Lima Total Hip Replacement System | Protruded UHMWPE Liner | 900
| OH141 | Orthotech Pty Ltd | Atlas Acetabular Cup System | Titanium & HA | 900
| OH142 | Orthotech Pty Ltd | Atlas Acetabular Cup System | Titanium & HA | 900
| PD018 | Portland Orthopaedics (Aust) Pty Ltd | Equator Plus Cup | UHMWPE encased in CoCr surround | 850
| PL016 | Plus Orthopedics Australia Pty Ltd | PLUS Hip Joint Prostheses System | Bicon-PLUS PE - Liner | 800
| PL017 | Plus Orthopedics Australia Pty Ltd | PLUS Hip Joint Prostheses System | Bicon-PLUS PE - Hooded Liner | 800
| PL023 | Plus Orthopedics Australia Pty Ltd | PLUS Hip Joint Prostheses System | EP Fit PE Liner | 820
| PL064 | Plus Orthopedics Australia Pty Ltd | PLUS Hip Joint Prostheses System | PE Insert | 852
| PL114 | Plus Orthopedics Australia Pty Ltd | PLUS Hip Joint Prosthesis System | MPF Cup - PE Inserts | 852
| SN283 | Smith & Nephew Surgical Pty Ltd | Optifix | Acetabular: Liner, 20 degree | 722
| SN289 | Smith & Nephew Surgical Pty Ltd | Reflection | Acetabular Liner | 800
| SN293 | Smith & Nephew Surgical Pty Ltd | Reflection | Lateralised Liner, UHMWPE | 850
| ST559 | Stryker Australia Pty Ltd | Omnifit cup insert | Series II - 0 degree cup insert polyethylene | 850
| ST560 | Stryker Australia Pty Ltd | Omnifit cup insert | Series I - 0 degree cup insert, polyethylene | 850
| ST561 | Stryker Australia Pty Ltd | Omnifit cup insert | Series II - 10 degree cup insert polyethylene | 850
| ST562 | Stryker Australia Pty Ltd | Omnifit cup insert | Series I - 10 degree cup insert polyethylene | 850
| ST563 | Stryker Australia Pty Ltd | Omnifit cup insert | Series II -20 degree cup insert, polyethylene | 850
| ST564 | Stryker Australia Pty Ltd | Omnifit cup insert | Series I -20 degree cup insert polyethylene | 850
| SU020 | Surgical House | Furlong Acetabular Cup | Insert polyethylene | 403
| TB066 | Taylor Bryant Pty Ltd | Groupe Lepine Total Hip Replacement | Liner Hooded/Flat | 327
| ZI033 | Zimmer | Acetabular Cup | Trilogy Oblique Liner - Polyethylene | 850
| ZI037 | Zimmer | Acetabular Cup | Trilogy Liner - Titanium | 390
| ZI367 | Zimmer | Armour Cup | Armor Cup P/E Insert | 581
| ZI388 | Zimmer | Inserts for Cups | PE (CLS, CLW, Fitmore, Allofit) | 581
| ZI491 | Zimmer | Trabecular Metal Acetabular Revision System Liner | Highly cross-linked (Longevity) PE Liners (various) | 1084
Group 20b - Liner, modified polyethylene
| AD309 | Advanced Surgical Technologies | Lineage A-Class Crosslinked Polyethylene Liner | Standard and lateralized, 0deg and 15deg lipped | 1115
| BI106 | Biomet Australia Pty Ltd | Mallory Head Hip System | Acetabular Liner, UHMWPE | 1100
| BI107 | Biomet Australia Pty Ltd | Mallory Head Hip System | Acetabular Liner, UHMWPE | 1100
| CR073 | Corin Australia Pty Ltd | Alpha Lock, (UHMWPE) Inlays | UHMWPE Inlays 28mm | 790
| CR075 | Corin Australia Pty Ltd | PE Inserts for Alpha Cera Fit Cups (UHMWPE) | (UHMWPE) Ultra High Molecular Weight Polyethylene | 810
| DY036 | De Puy Australia | Duraloc Marathon Acetabular Liner | Marathon Polyetholene Neutral or 10 Degree | 1100
| DY210 | De Puy Australia | Pinnacle Acetabular Cup System | Pinnacle Marathon Liner + 4 or Neutral or 10 Degree or Lipped | 1100
| EK001 | ESKA Australia | Metal Shell Type 2000/2000 Plus | PE Insert Type 2000 with Metal Cap TiAIV | 450
| EK002 | ESKA Australia | Metal Shell Type 2000/2000 Plus | PE Insert Type 2000 with Cap | 450
| EK003 | ESKA Australia | Metal Shell Type 2000/2000 Plus | PE Insert Type 2000 with Metal Cap Assymetric 10 Degrees | 450
| EK004 | ESKA Australia | Metal Shell Type 2000/2000 Plus | ESKA-CERAM Insert Type 2000 with Metal Cap TiAIV | 1100
| EK005 | ESKA Australia | Metal Shell Type 2000/2000 Plus | ESKA-CERAM Insert Type 2000 with Metal Cap 10 Deg | 1100
| EK006 | ESKA Australia | Metal Shell Type 2000/2000 Plus | ESKA-CERAM Insert Type 2000 | 1100
| EK007 | ESKA Australia | Metal Shell Type 2000/2000 Plus | ESKA-CERAM Insert Tupe 2000 Assymetric 10 degrees | 1100
| GO038 | Global Orthopaedic Technology | Consensus Hip System | Acetabular Cup Inserts UHMWPE 22mm to 32mm | 1115
| HW021 | Howmedica | ABG Hip System | ABG11 Polyethylene Insert - Enhanced Polyethylene. Standard or 10deg hooded inserts | 1115
| HW060 | Howmedica | PCA Hip System | PCA Cup inserts - Enhanced Polyethylene | 1115
| HW072 | Howmedica | Vitalock Acetabular System | System 12 liner - Enhanced Polyethylene - For use with Vitalock Cups | 1115
| HW073 | Howmedica | Vitalock Acetabular System | 30mm custom insert - Enhanced Polyethylene - For use with Vitalock Cups | 1115
| MA419 | Mathys Orthopaedics Pty Ltd | seleXys PE Inlay | Modular, Keramed CHIRULEN UHMW-PE insert to fit MACROFIT/TRISTABIL/ UNICAP acetabular cup systems | 700
| PL026 | Plus Orthopedics Australia Pty Ltd | PLUS Hip Joint Prostheses System | EP Fit Rex Pol Liner | 1115 | 1500 | 385
| PL054 | Plus Orthopedics Australia Pty Ltd | Plus Hip Joint Prosthesis System | HXLPE Insert | 1115 | 1500 | 385
| PL055 | Plus Orthopedics Australia Pty Ltd | Plus Hip Joint Prosthesis System | HXLPE Insert | 1115 | 1700 | 585
| PL062 | Plus Orthopedics Australia Pty Ltd | PLUS Hip Joint Prostheses System | HXLPE | 1115 | 1500 | 385
| PL063 | Plus Orthopedics Australia Pty Ltd | PLUS Hip Joint Prostheses System | HXLPE | 1115 | 1700 | 585
| PL080 | Plus Orthopedics Australia Pty Ltd | Plus Hip Joint Prostheses System | HXLPE Liner | 1115 | 1700 | 585
| PL112 | Plus Orthopedics Australia Pty Ltd | PLUS Hip Joint Prosthesis System | MPF Cup - HXLPE Inserts | 1115 | 1500 | 385
| PL113 | Plus Orthopedics Australia Pty Ltd | PLUS Hip Joint Prosthesis System | MPF Cup - HXLPE Inserts | 1115 | 1700 | 585
| SK013 | Stryker Australia Pty Ltd | Trident Acetabular Component System | Elevated Rim Inserts - Crossfire Polyethylene | 1115
| SK318 | Stryker Australia Pty Ltd | SXL Trident Acetabular Inserts | Sequentially cross linked polyethylene | 1500
| SN291 | Smith & Nephew Surgical Pty Ltd | Reflection | Acetabular Liner XLPE | 1021
| SN663 | Smith & Nephew Surgical Pty Ltd | 35deg Reflection Liner | UHMWPE | 2500
| SN707 | Smith & Nephew Surgical Pty Ltd | Optifix | Acetabular Liners, XLPE | 850
| ST546 | Stryker Australia Pty Ltd | Trident acetabular component system | Leteralised cup insert, enhanced polyethylene | 1115
| ST549 | Stryker Australia Pty Ltd | Trident acetabular component system | Trident polyethlene liner, enhanced polyethlene | 1115
| ST799 | Stryker Australia Pty Ltd | ABG Hip System | PEEK Composite inserts to be used with the ABG acetabular shell. All inserts have a 28mm internal diameter. | 1115
| ST930 | Stryker Australia Pty Ltd | System 12 +4mm Acetabular Insert | Composition - Duration stabilized polyethylene | 1115
| ST931 | Stryker Australia Pty Ltd | System 12 Crossfire Insert | Composition - Crossfire polyethylene | 1115
| TB174 | Taylor Bryant Pty Ltd | GL - U Hooded Liner | Acetabular component for total hip system | 566
| ZI045 | Zimmer | Acetabular Cup | Longevity XLPE Polyethylene Liner 7mm Offset | 1115
| ZI046 | Zimmer | Acetabular Cup | Longevity XLPE Polyethylene Liner 20 Degree | 1115
| ZI047 | Zimmer | Acetabular Cup | Longevity XLPE Polyethylene Liner 10 Degree | 1115
| ZI048 | Zimmer | Acetabular Cup | Longevity XLPE Polyethylene Liner 0 Degree | 1115
| ZI315 | Zimmer | Trilogy Acetabular System - Longevity Eccentric | Highly crosslinked ultrahigh molecular weight polyethylene | 1115
| ZI317 | Zimmer | Trilogy Acetabular System - Longevity Oblique | Highly crosslinked ultrahigh molecular weight polyethylene | 1115
| ZI357 | Zimmer | Alpha Durasul Insert | Durasul Acetabular Cup Inserts - Special UHMWPE | 1115
| ZI360 | Zimmer | Converge | Durasul Insert - Special UHMWPE | 1115
| ZI393 | Zimmer | Variall Screw Cup System | Durasul Insert - special UHMWPE | 1115
Group 20c - Liner, ceramic
| AD116 | Advanced Surgical Technologies | Transcend/ Lineage Articulation System | Ceramic Liner | 1852
| AD261 | Advanced Surgical Technologies | Procotyl-E cup ceramic inserts | acetabular cup | 2400
| BB235 | B Braun Australia Pty Ltd | Plasmacup Ceramic Insert | Biolox forte | 2250
| BI073 | Biomet Australia Pty Ltd | Modular Ceramic System | Acetabular Ceramic/ Polyethylene Liner, UHMWPE | 2400
| BI913 | Biomet Australia Pty Ltd | Rim Cup | Acetabular Cup Inserts Ceramic 28mm | 2400
| CR063 | Corin Australia Pty Ltd | Ceramic Insert for Alpha Cera Fit Cup | Biolox Forte | 2400
| DY034 | De Puy Australia | Option Cup system Liner | Option Ceramic | 2400
| DY211 | De Puy Australia | Pinnacle Acetabular Cup System | Pinnacle Metal or Ceramic Insert Neutral | 2500
| EK065 | ESKA Australia | Insert Eska Ceram BS | Ceramic on ceramic bearing insert | 2500
| FI023 | Finsbury Orthopaedics Australia Pty Ltd | Adept CoC Acetabular component | Liner | 2000
| GM024 | Global Manufacturing Technology Pty Limited | Cer-Met Series II (Acetabular Component) | Acetabular cup Inserts Ceramic 28mm and 32mm | 2500
| GM049 | Global Manufacturing Technology Pty Limited | Contile Fin II | Acetabular Cup Inserts Biolox Ceramic | 2500
| GO039 | Global Orthopaedic Technology | Consensus Hip System | Acetabular Cup Inserts Ceramic 28mm to 32mm | 2500
| MA421 | Mathys Orthopaedics Pty Ltd | seleXys Ceramic Inlay | Modular, Keramed BIONIT ceramic insert to fit MACROFIT/TRISTABEL/UNICAP acetubular cup systems | 2400 | 3200 | 800
| OH095 | Orthotech Pty Ltd | Lima Total Hip Replacement System | Ceramic Liner | 2400
| OH220 | Orthotech Pty Ltd | Atlas Acetabular Cup System | Titanium & HA | 2400
| PD019 | Portland Orthopaedics (Aust) Pty Ltd | Equator Plus Cup | Ceramic surrounded in CoCr taper ring | 2500
| PL018 | Plus Orthopedics Australia Pty Ltd | PLUS Hip Joint Prostheses System | Bicon-PLUS / Ceramic Liner | 2500
| PL024 | Plus Orthopedics Australia Pty Ltd | PLUS Hip Joint Prostheses System | EP Fit Ceramic Liner | 2500
| PL058 | Plus Orthopedics Australia Pty Ltd | Plus Hip Joint Prosthesis System | Ceramic Dysplasia Insert | 2500
| PL060 | Plus Orthopedics Australia Pty Ltd | PLUS Hip Joint Prostheses System | Ceramic Insert | 2500
| PL061 | Plus Orthopedics Australia Pty Ltd | PLUS Hip Joint Prostheses System | Ceramic Insert | 2500
| PL081 | Plus Orthopedics Australia Pty Ltd | Plus Hip Joint Prostheses System | Ceramic Insert | 2500
| PL100 | Plus Orthopedics Australia Pty Ltd | PLUS Hip Joint Prosthesis System | MPF Cup - Cermaic Insert | 2500
| PL108 | Plus Orthopedics Australia Pty Ltd | PLUS Hip Joint Prosthesis System | MPF Cup - Ceramic Insert | 2500
| SK010 | Stryker Australia Pty Ltd | ABGII Cup with Hydroxyapatite | Alumina Ceramic Insert | 2460
| SN257 | Smith & Nephew Surgical Pty Ltd | Axis | Ceramic Insert AlO3 | 1930
| SN297 | Smith & Nephew Surgical Pty Ltd | Reflection | Acetabular Liner Ceramic, AlO3 | 2150
| ST565 | Stryker Australia Pty Ltd | Alumina acetabular inserts | Ceramic insert, alumina | 2460
| SU018 | Surgical House | Furlong Acetabular Cup | Insert: ceramic cup (CSF, threaded, FRF & Trifix) | 2234
| TB177 | Taylor Bryant Pty Ltd | GL - Alumina U Liner | Acetabular component for total hip system, polyethylene | 2150
| ZI044 | Zimmer | Acetabular Cup | Trilogy AB Ceramic Liner - Titanium | 2400
| ZI354 | Zimmer | Alpha Cerasul Insert | Cerasul Acetabular Cups Inserts - Ceramic / PE | 2400
| ZI394 | Zimmer | Variall Screw Cup System | Cerasul Insert - Ceramic | 2400
Group 20d - Liner, metal
| AD289 | Advanced Surgical Technologies | Transcend/Lineage Articulation System | Metal CoCr Liner | 1852
| CR062 | Corin Australia Pty Ltd | Metal Insert for Alpha Cera Fit Cup | Endocast SL | 1500
| EK037 | ESKA Australia | Metal Insert Silver BS | Metal on metal resurfacing bearing insert | 2100
| EK042 | ESKA Australia | Metal Insert Silver BS | Metal on metal bearing insert | 2100
| MA441 | Mathys Orthopaedics Pty Ltd | ExpanSys Cup | Cementless acetabular component for hip arthroplasty titanium expandable cup with either p/e or m/m inlay | 2200
| MA464 | Mathys Orthopaedics Pty Ltd | seleXys Metal on Metal Inlay | Modular, Keramed, Metal on Metal, 28mm insert to fit Macrofit/Tristabel/Unicup Acetabular Cup systems | 2200
| OH229 | Orthotech Pty Ltd | Lima Metal Liner | Metal Liner | 2000
| PL019 | Plus Orthopedics Australia Pty Ltd | PLUS Hip Joint Prostheses System | Bicon-PLUS Met Liner | 1852
| PL025 | Plus Orthopedics Australia Pty Ltd | PLUS Hip Joint Prostheses System | EP Fit PLUS Met Liner | 1852
| PL065 | Plus Orthopedics Australia Pty Ltd | PLUS Hip Joint Prostheses System | Metal Insert | 1852
| PL074 | Plus Orthopedics Australia Pty Ltd | Plus Hip Joint Prosthesis System | Metal Dysplasia Insert | 1852
| PL090 | Plus Orthopedics Australia Pty Ltd | PLUS Hip Joint Prostheses System | Metal Insert | 2200
| PL110 | Plus Orthopedics Australia Pty Ltd | PLUS Hip Joint Prosthesis System | MPF Cup - Metal Insert | 1852
| PL111 | Plus Orthopedics Australia Pty Ltd | PLUS Hip Joint Prosthesis System | MPF Cup - Metal Insert | 2200
Group 20e - Liner, constrained
| BI092 | Biomet Australia Pty Ltd | Mallory Head Hip System | Acetabular Liner, Constrained, Ringloc, UHMWPE | 2900
| BI878 | Biomet Australia Pty Ltd | Freedom Constrained Liner | Constrained Acetabular Liner - UHMWPE, Ti | 2900
| CR088 | Corin Australia Pty Ltd | Alphalock Constrained Liner | UHMWPE | 990
| DP014 | De Puy Australia | Duraloc Constrained Liner | Constrained liner with titanium alloy ring | 1765
| DP969 | De Puy Australia | SROM Total Hip System | UHMWPE Constrained | 2341
| PL042 | Plus Orthopedics Australia Pty Ltd | PLUS Hip Joint Prosthesis System | constrained liner | 2350
| PL043 | Plus Orthopedics Australia Pty Ltd | PLUS Hip Joint Prosthesis System | Bofor revision Liner standard & antidislocation PE | 1800
| PL056 | Plus Orthopedics Australia Pty Ltd | Plus Hip Joint Prosthesis System | Constrained Liner | 1300
| SN689 | Smith & Nephew Surgical Pty Ltd | Reflection | Constrained Acetabular Liner - UHMWPE | 2062
| SN701 | Smith & Nephew Surgical Pty Ltd | Reflection | Constrained acetabular liner - adaptor ring | 2062
| ST539 | Stryker Australia Pty Ltd | Constrained acetabular insert | Polyethylene & cobalt chrome | 2900
| ST932 | Stryker Australia Pty Ltd | Trident Constrained Acetabular Insert | Two pre assembled components: Outer insert component and a captured UHR (Universal Head) component. Composition - Cobalt chrome alloy and UHMWPE (ultra high molecular weight polyethylene) with a Titanium 6A1-4V ELI alloy retaining ring | 2900
| ZI030 | Zimmer | Acetabular Cup | Trilogy Constrained Liner - Polyethylene | 1403
| ZI318 | Zimmer | Trilogy Acetabular System - Longevity Constrained | Highly crosslinked ultrahigh molecular weight polyethylene | 2019
Group 21 - Bonded shell/liner
| MA031 | Mathys Orthopaedics Pty Ltd | RM Cementless Cup | Monomesh/Ceros 80/Titanium | 2277
| ZI339 | Zimmer | Press Fit - Uncemented Metasal Cup | Protek, Metal alloy/PE | 4500
| ZI387 | Zimmer | Press Fit - Uncemented Cup | Uncemented Press fit Cup - PE / Ti alloy | 2231
Group 22a - Cemented metal on metal, not resurfacing
| SU155 | Surgical House | ACCIS Cup - Cemented | One piece acetabular cup. Composition: Cobalt Chrome alloy (CrCoMo) base metal, coated with Titanium Niobium (tiNiob) ceramic | 3234
Group 22b - Uncemented metal on metal, not resurfacing
| BI055 | Biomet Australia Pty Ltd | Biomet Alternate Bearing Surface | Metal on Metal Acetabular Shell, Titanium | 2122
| BI057 | Biomet Australia Pty Ltd | Biomet Alternate Bearing Surface | Metal Acetabular Insert, Chrome Cobalt | 1409
| BI783 | Biomet Australia Pty Ltd | M2a Modular Head Component & Special Acetabular Cup | Metal on Metal Acetabular, Chrome Cobalt, Ti | 5373
| DY021 | De Puy Australia | Ultima Total Hip System | Ultima Metal on metal, Titanium | 2263
| DY022 | De Puy Australia | Ultima Total Hip System | Ultima Metal on metal shell with 3 hole Titanium | 2263
| MA023 | Mathys Orthopaedics Pty Ltd | RM cup with MOM | Chrome, cobalt lining | 3450
| MA461 | Mathys Orthopaedics Pty Ltd | ExpanSys Cup | Cementless acetabular component for hip arthroplasty titanium expandable cup with either p/e or m/m inlay | 3500
| SU156 | Surgical House | ACCIS Cup - Cementless | One piece acetabular cup. Composition: Chrome Cobalt alloy (CrCoMo) base metal, coated with Titanium Niobium (tiNiob) ceramic. The rear of the cup is HA coated to enable cementless fixation in the acetabulum. | 3450
| ZI389 | Zimmer | Inserts for Cups - Metasul | Uncemented Cup Inserts for CLS, CLW, Fitmore, Allofit, PE / CoCr - special Metasul alloy | 2263
| ZI395 | Zimmer | Variall Screw Cup System | Metasul Insert - special metal alloy | 2263
Group 24a - Resurfacing, metal, not HA
| AD313 | Advanced Surgical Technologies | Conserve Total SUPERFIX Shell | Porous coated, super finished, revision resurfacing cup with fins and screws | 6300
| BI841 | Biomet Australia Pty Ltd | Resurfacing Hip System | Acetabular Shell CoCr, Ti | 5570
| ZI467 | Zimmer | Durom | Resurfacing System - Special Acetabular Cup, Metasul/Ti alloy | 5863
Group 24b - Resurfacing, metal, HA
| AD213 | Advanced Surgical Technologies | CONSERVE PLUS Total Hip Resurfacing System | Titanium Acetabular Shell - Super Polished | 4900
| AD229 | Advanced Surgical Technologies | Conserve Plus Total Hip Resurfacing System | Titanium Thin Acetabular Shell - Super Polished | 4888
| BI842 | Biomet Australia Pty Ltd | Resurfacing Hip System | Acetabular Shell CoCr, Ti, HA Coated | 6000
| CR048 | Corin Australia Pty Ltd | Cormet 2000 Resurfacing Hip | Acetabular cup for resurfacing head Cobalt chrome TiAlloy and HAP bicoat | 4734
| CR087 | Corin Australia Pty Ltd | Cormet Dysplasia Cup | High Carbon Cobalt Chrome | 4888
| DY328 | De Puy Australia | ASR Hip System | Acetabular Cup | 4888
| FI013 | Finsbury Orthopaedics Australia Pty Ltd | Adept MoM Acetabular Component | Porocast Acetabular Shell , Co Chr, HA coated size 44-66mm | 5000
| FI014 | Finsbury Orthopaedics Australia Pty Ltd | Adept MoM Acetabular Component - Extra Fixation Cup | Porocast Acetabular Shell , Co Chr, HA coated | 6500
| GO044 | Global Orthopaedic Technology | Consensus Hip System | Acetabular cup porous coated CoCr | 4888
| GO045 | Global Orthopaedic Technology | Consensus Hip System | Dysplasia cup porous coated + screws | 7000 |  |  | Flange Suffix
| GO048 | Global Orthopaedic Technology | ICON Hip System | Acetabular Cup Porous Coated CoCr | 4888
| GO050 | Global Orthopaedic Technology | ICON Hip System | Dysplasia Cup Porous Coated with Screws CoCr | 7000 |  |  | Flange Suffix
| SN742 | Smith & Nephew Surgical Pty Ltd | Birmingham Hip Resurfacing Prostheses - Acetabular Cup | Porous Coated | 4888
| SN744 | Smith & Nephew Surgical Pty Ltd | Birmingham Hip Resurfacing Dysplasia Cup | Acetabular Cup Porous Coated with screw fixation | 7000 |  |  | Flange Suffix
| SR044 | Stryker Australia Pty Ltd | Stryker Orthopaedic Traditional Resurfacing HipSystem | Resurfacing Cup | 6000
Group 24c - Resurfacing, ceramic
| EK056 | ESKA Australia | Insert Eska Ceram BS | Ceramic on ceramic resurfacing bearing insert | 2600
Group 24d - Resurfacing, other
| EA003 | Endotec Australia Pty Ltd | Buechel-Pappas Integrated Total Hip Replacement System | Acetabular Cup-Ceramic coated titanium | 2500
ACETABULAR RECONSTRUCTION DEVICES
Group 25 - Acetabular Reconstruction Shells
| AD262 | Advanced Surgical Technologies | Procotyl-E cup | acetabular cup titanium alloy | 4900
| BB247 | B Braun Australia Pty Ltd | Reconstruction Shell | Isotan | 2800
| BI142 | Biomet Australia Pty Ltd | Mars Acetabular System | Acetabular Shell, Titanium | 2800
| BI700 | Biomet Australia Pty Ltd | Par 5 Protrusio Acetabular System | Obturator Hook - Titanium Metal | 1371
| BI701 | Biomet Australia Pty Ltd | Par 5 Protrusio Acetabular System | Blade - Titanium Metal | 1371
| BI703 | Biomet Australia Pty Ltd | Par 5 Protrusio Acetabular System | Acetabular Flange - Titanium Metal | 1371
| BI704 | Biomet Australia Pty Ltd | Par 5 Protrusio Acetabular System | Acetabular Shells - Titanium Metal | 6135
| BI836 | Biomet Australia Pty Ltd | Par 5 Protrusio Acetabular System | Acetabular Shell CrCo, Ti, Ha Coated | 6500
| BI914 | Biomet Australia Pty Ltd | Batcup | Revision Acetabular Cup including locking ring and lugs | 4500
| DP945 | De Puy Australia | Octopus Cup System | Cup | 1371
| DY169 | De Puy Australia | Ultima Acetabular Ring | Ultima Acetabular Ring | 1251
| EK027 | ESKA Australia | Cranial Shell type 2000 | Acetabular Shell for revision. Screw fixation - short flap, flap, anatomical flap | 3900
| EK070 | ESKA Australia | Metal Shell Dysplasia Porous Screw Fixation BS | TiNiob Coating HA/Metal Shell with flange | 4900
| HW064 | Howmedica | Petrusion Shell | Kerboull - Vitallium | 1109
| LO013 | Link Orthopaedic Australia | Link McMinn Acetabular Reconstruction Cup System | Cementless Cup HAC Coated | 3600
| LO014 | Link Orthopaedic Australia | Link McMinn Acetabular Reconstruction Cup System | Polyethylene Insert | 727
| OH109 | Orthotech Pty Ltd | Lima Total Hip Replacement System | SPH Revision Cup | 4900
| OH112 | Orthotech Pty Ltd | Lima Total Hip Replacement System | Titanium Revision Bilobo Cup | 5500
| PL039 | Plus Orthopedics Australia Pty Ltd | PLUS Hip Joint Prostheses System | Bofor Rev Shell | 4010
| SN265 | Smith & Nephew Surgical Pty Ltd | Contour | Acetabular Roof Reinforcement Shell | 1371
| ST547 | Stryker Australia Pty Ltd | Restoration acetabular gap ring | Titanium | 3300
| ST557 | Stryker Australia Pty Ltd | Restoration gap II acetabular shell | GAP CUP II titanium anatomic (left & right) | 3800
| TB175 | Taylor Bryant Pty Ltd | B2C Espace Acetabular Cup | Acetabular component for revision hip system | 6000
| ZI249 | Zimmer | Trabecular Metal Primary | Acetabular cups - elliptical Primary | 3000
| ZI271 | Zimmer | Hedrocel button | Hedrocel tantulum | 1300
| ZI276 | Zimmer | Hedrocel strut | Hedrocel tantulum | 4100
| ZI371 | Zimmer | Lor Acetabular Cup | Oblong Revision Shell, cementless - Ti alloy | 3800
| ZI372 | Zimmer | Lor Acetabular Cup | P/E Insert | 1179
Group 26 - Acetabular Reconstruction Cages
| AD264 | Advanced Surgical Technologies | Procotyl-E T Plate | titanium alloy | 1000
| AD265 | Advanced Surgical Technologies | Procotyl-E screws | titanium alloy | 380
| AD266 | Advanced Surgical Technologies | Procotyl-E double plate | titanium alloy | 1000
| AD267 | Advanced Surgical Technologies | Procotyl-E hooks | titanium alloy | 780
| AD268 | Advanced Surgical Technologies | Procotyl-E L Plates | titanium alloy | 1000
| BI872 | Biomet Australia Pty Ltd | MAX-Ti Modular Protrusio Cage | Modular Protrusion Cage, Ti | 6693
| BI874 | Biomet Australia Pty Ltd | MAX-Ti Modular Protrusio Cage | Modular Protrusion Cage, Ti | 855
| DP944 | De Puy Australia | Octopus Cup System | Screw | 122
| DP946 | De Puy Australia | Octopus Cup System | Hooded Liner | 647
| DP947 | De Puy Australia | Octopus Cup System | Reorientation Liner | 649
| DP948 | De Puy Australia | Octopus Cup System | Ring Right and Left | 855
| DP949 | De Puy Australia | Octopus Cup System | Ring Long left and right | 855
| DY064 | De Puy Australia | Protrusio Cage | Left and right Cobalt Chrome/Titanium | 855
| HW044 | Howmedica | Exeter Hip System | X-Change Revision Mesh - Stainless Steel | 855
| HW045 | Howmedica | Exeter Hip System | X-Change Revision Mesh -Rim - Stainless Steel | 830
| HW046 | Howmedica | Exeter Hip System | X-Change Revision Mesh - Rim - Stainless Steel | 822
| OH108 | Orthotech Pty Ltd | Lima Total Hip Replacement System | Acetabular Revision Plate | 2200
| OH144 | Orthotech Pty Ltd | Coriolis | CrCo - Fixation screws, Support Ring | 2200
| PL126 | Plus Orthopedics Australia Pty Ltd | Reko Reconstruction Cage | Reconstruction Cage | 2200 | 2700 | 500
| ZI001 | Zimmer | Zimmer Acetabular Cup | Roof ring | 1000
| ZI002 | Zimmer | Zimmer Acetabular Cup | Acetabular Cage - Left, right | 1000
| ZI390 | Zimmer | Acetabular Reinforcement | Roof Ring - Ti alloy | 1000
| ZI391 | Zimmer | Acetabular Reinforcement | Roof Ring with Hook - Ti alloy | 1000
| ZI392 | Zimmer | Acetabular Reinforcement | Protrusio Cage - Ti alloy | 1000
Group 27 - Acetabular Reconstruction Saddles
| GM051 | Global Manufacturing Technology Pty Limited | Contile Fin II | Revision Ring Ti | 1850
SPECIAL NEEDS GROUP
Group 28 - Special Purpose Group
| BI889 | Biomet Australia Pty Ltd | Orthopaedic Salvage System | Proximal Femoral Component, Letson or Finn, Anatomic, Ti | 6300
| HW402 | Howmedica | Exeter Hip System | Stem: Standard - Orthinox | 2300
| HW403 | Howmedica | Exeter Hip System | Exeter Duration Cup - Enhanced Polyethylene - Low and High Profile | 800
| SN693 | Smith & Nephew Surgical Pty Ltd | Hip Component | Femoral or acetabular | 6150
Group 29 - Special Purpose Tumour Products
| EK016 | ESKA Australia | ESKA Tumor Revision System MML | Proximal femoral implant | 11000
| LO009 | Link Orthopaedic Australia | LINK Saddle Prosthesis Saddle Prosthesis | Saddle Component | 4785
| LO010 | Link Orthopaedic Australia | LINK Saddle Prosthesis Saddle Prosthesis | Base Component | 3759
| LO011 | Link Orthopaedic Australia | LINK Saddle Prosthesis Saddle Prosthesis | Set Screw for Base Component | 197
| LO012 | Link Orthopaedic Australia | LINK Saddle Prosthesis Saddle Prosthesis | Stem | 1675
| LO028 | Link Orthopaedic Australia | LINK Partial Pelvis Replacement | Partial Pelvis Replacement (left/right) | 3700
| LO029 | Link Orthopaedic Australia | LINK Partial Pelvis Replacement | Partial Pelvis Replacement (left/right) with additional Caudal Flange | 3900
| LO030 | Link Orthopaedic Australia | LINK Partial Pelvis Replacement | Hook for Obturator Foramen Width | 652
| LO031 | Link Orthopaedic Australia | LINK Endo-Model Partial Pelvis Replacement | Fixation Screws, for Obturator Foramen, including screw lock | 186
| MA024 | Mathys Orthopaedics Pty Ltd | CCE Ring | CCE roof reinforcement ring - | 966
| OH091 | Orthotech Pty Ltd | Lima RPS Femoral System | Cemented Revision Stem | 6900
| OH092 | Orthotech Pty Ltd | Lima RPS Femoral System | Modular Spacer | 3500