## Prescribed List
July 2024 Prescribed List - Part A Changed Items
Billing Code | Product Category | Product Name | Description | Size | Sponsor | Condition | Change
CZ016 | 01 - Ophthalmic | CT ASPHINA 409M | ZEISS Micro Incision Aspheric (aberration neutral) IOL: Foldable, square-edged, single piece IOL for capsular bag fixation | 6mm optic, 11mm overall diameter. Diopter range 0.0 to +32.0D (0.5D steps from 10.0 to 30.0D, 1.0D outside this range) | CARL ZEISS PTY. LIMITED |  | Change to Group benefit
CZ017 | 01 - Ophthalmic | CT ASPHINA 509M | ZEISS Micro Incision Aspheric (aberration correcting) IOL: Foldable, square-edged, single piece IOL for capsular bag fixation | 6mm Optic, 11mm overall diameter. Diopter range 0.0 to +32.0D (0.5D steps from 10.0 to 30.0D, 1.0D outside this range) | CARL ZEISS PTY. LIMITED |  | Change to Group benefit
CZ027 | 01 - Ophthalmic | AT TORBI 709M | HIGH CYLINDER BITORIC - ZEISS Micro Incision Aspheric (aberration neutral) IOL: Foldable square edged, single piece IOL for capsular bag fixation | 6mm optic, 11mm overall diameter. Diopter range: Sph -10.0 to +32.0D, +7.0 to 12.0D (all 0.5D steps) | CARL ZEISS PTY. LIMITED |  | Change to Group benefit
CZ040 | 01 - Ophthalmic | CT SPHERIS 209M | Micro incision, Spherical aberrated, foldable square-edged single-piece intraocular lens for capsular bag fixation. | Diopter range :0.00 to + 32.0. Optic Size : 6mm Overall Length : 11mm | CARL ZEISS PTY. LIMITED |  | Change to Group benefit
AL004 | 01 - Ophthalmic | Acrysof Multipiece Models MA50BM, MA60AC, MA60MA | Foldable Acrylic Multi-piece Lens | -5 D to +30 D | ALCON LABORATORIES (AUSTRALIA) PTY LTD |  | Change to Group benefit
AL011 | 01 - Ophthalmic | Acrysof Model SA60AT | Foldable Acrylic Single-piece Lens, asymmetric optic/consistent edge | Range of Powers: +6 to +40 D | ALCON LABORATORIES (AUSTRALIA) PTY LTD |  | Change to Group benefit
AL016 | 01 - Ophthalmic | Alcon Acrysof Natural Model SN60AT | Foldable Acrylic Single-piece Lens, asymmetric optic/consistent edge, with blue light protection | +6 to +40D | ALCON LABORATORIES (AUSTRALIA) PTY LTD |  | Change to Group benefit
AL021 | 01 - Ophthalmic | Alcon AcrySof SN60WF | Foldable Acrylic Single-piece Lens with Blue Light Protection and Aspheric Correction | + 6.0 D to +30.0 D | ALCON LABORATORIES (AUSTRALIA) PTY LTD |  | Change to Group benefit
AL025 | 01 - Ophthalmic | AcrySof Multipiece Models MN60MA, MN60AC | Foldable Acrylic multi-piece Lens with Blue light Protection | - 5 D to + 30 D | ALCON LABORATORIES (AUSTRALIA) PTY LTD |  | Change to Group benefit
AL031 | 01 - Ophthalmic | AcrySert C Model SN6CWS | Posterior chamber, UV absorbing, foldable, acrylic, single piece lens with blue light protection and aspheric correction, in cartridge | +6.0 to +30.0 D | ALCON LABORATORIES (AUSTRALIA) PTY LTD |  | Change to Group benefit
AL032 | 01 - Ophthalmic | AcrySof IQ Toric IOL | Posterior chamber, UV absorbing, foldable, acrylic, toric, single piece lens with blue light protection and aspheric correction | +6 to +30 D spherical, +31.0 to +34.0 (1.0 D increments); 1.00 to 6.00 D cylinder. | ALCON LABORATORIES (AUSTRALIA) PTY LTD |  | Change to Group benefit
AL038 | 01 - Ophthalmic | Acrysof Aspheric UV-absorbing IOL | Foldable Acrylic Single-piece Lens with UV Absorbing and Aspheric Correction | + 6.0 D to +30.0 D | ALCON LABORATORIES (AUSTRALIA) PTY LTD |  | Change to Group benefit
AL039 | 01 - Ophthalmic | AcrySof IQ Aspheric IOL with UltraSert pre-loaded delivery system | Pre-loaded foladable Acrylic Single-piece Lens with Blue light protection and Aspheric correction (SN60WF) | +6.0D to +30.0D | ALCON LABORATORIES (AUSTRALIA) PTY LTD |  | Change to Group benefit
AL044 | 01 - Ophthalmic | Clareon AutonoMe | The Clareon Aspheric Hydrophobic Acrylic Lens is an ultraviolet and blue light filtering foldable single-piece posterior chamber intraocular lens, provided in the AutonoMe Pre-loaded Delivery System. | +6.0 to +30.0D | ALCON LABORATORIES (AUSTRALIA) PTY LTD |  | Change to Group benefit
AL049 | 01 - Ophthalmic | Clareon AutonoMe Toric | Clareon AutonoMe Toric consists of a Clareon Toric Aspheric Hydrophobic Acrylic Intraocular Lens (Clareon Toric IOL) pre-loaded on the AutonoMe Automated Delivery System. | +6.0 to +30.0 diopters | ALCON LABORATORIES (AUSTRALIA) PTY LTD |  | Change to Group benefit
AL056 | 01 - Ophthalmic | Clareon Toric Aspheric Hydrophobic Acrylic IOL | The Clareon Toric Aspheric Hydrophobic Acrylic IOL is a toric, UV-absorbing, blue light filtering, foldable, single-piece posterior chamber intraocular lens. | +6.0 to +30.0 diopters (in 0.5 diopter increments). Cylinder 1.00 – 6.00 diopters | ALCON LABORATORIES (AUSTRALIA) PTY LTD |  | Change to Group benefit
AL057 | 01 - Ophthalmic | Clareon Aspheric Hydrophobic Acrylic Intraocular Lens (Model SY60WF) | Clareon™ Aspheric Hydrophobic Acrylic IOL Model SY60WF is an ultraviolet and blue light filtering, foldable, single-piece, monofocal intraocular lens. | +6.0 to +30.0 diopters | ALCON LABORATORIES (AUSTRALIA) PTY LTD |  | Change to Group benefit
AO002 | 01 - Ophthalmic | SENSAR IOL with OptiEdge Design | 3-Piece, soft hydrophobic acrylic, foldable, UV absorbing, posterior | -10.0 D to +30.0 D in 0.5 D increments | AMO AUSTRALIA PTY LIMITED |  | Change to Group benefit
AO014 | 01 - Ophthalmic | TECNIS® Intraocular Lens (ZA9003) | Foldable Intraocular Lenses - Ultraviolet light absorbing posterior chamber intraocular lenses, Silicone/Acrylic | +10.0 to +30.0 D in 0.5 D increments | AMO AUSTRALIA PTY LIMITED |  | Change to Group benefit
AO024 | 01 - Ophthalmic | Tecnis® One Piece (ZCB00) | One piece intraocular lens with edge modification and 360 degree square edge | +5 to +34 diopter powers in 0.5d increments. Overall diameter 13mm, Optic size 6mm | AMO AUSTRALIA PTY LIMITED |  | Change to Group benefit
AO034 | 01 - Ophthalmic | TECNIS® 1-Piece Pre-Loaded IOL | 1-piece IOL Posterior Chamber Intraocular lens, incorporates a proprietary wavefront-designed aspheric optic with a squared posterior optic edge designed to provide a 360 degree barrier. The edge of the optic has a frosted design to reduce potential edge glare effects. Supplied pre-loaded in either a screw style disposable injector or in a pre-loaded cartridge. | +5.0 to +34.0 diopter powers in 0.5 diopter increments. Overall diameter 13mm, Optic size 6mm | AMO AUSTRALIA PTY LIMITED |  | Change to Group benefit
AO040 | 01 - Ophthalmic | TECNIS® Toric 1-Piece IOL | 1-piece IOL Posterior chamber Intraocular lens, incorporates a proprietary wavefront designed toric aspheric optic with a squared posterior optic edge designed to provide a 360 degree barrier. The edge of the optic has a frosted design to reduce potential edge glare effects. | +5.0 to +34.0 diopter powers in 0.5 diopter increments. Cylinder power: 7.00 diopter, 8.00 diopter (as measured at the IOL plane). Overall diameter 13mm, Optic size 6mm. | AMO AUSTRALIA PTY LIMITED |  | Change to Group benefit
AO042 | 01 - Ophthalmic | Tecnis Toric 1-Piece Pre-Loaded IOL | 1-piece IOL Posterior chamber Intraocular lens , incorporates a proprietary wavefront designed toric aspheric optic with a squared posterior optic edge designed to provide 360 degree barrier. The edge of the optic has a frosted design to reduce potential edge glare effects. | +5.0 to +34.0 diopter powers in 0.5 diopter increments. Cylinder power: 1.00 diopter, 1.50 diopter, 2.25 diopter, 3.00 diopter, 3.75 diopter, 4.00 diopter, 4.50 diopter, 5.25 diopter and 6.00 diopter (as measured at the IOL plane). Overall diameter 13mm, Optic size 6mm. | AMO AUSTRALIA PTY LIMITED |  | Change to Group benefit
AO043 | 01 - Ophthalmic | TECNIS® Eyhance IOL | 1-piece enhanced monofocal IOL | +5.0 to 34.0 diopter powers in 0.5 diopter increments. Overall diamter 13mm, optic size 6mm | AMO AUSTRALIA PTY LIMITED |  | Change to Group benefit
AO047 | 01 - Ophthalmic | TECNIS® Eyhance Toric IOL | 1-piece enhanced monofocal toric IOL | +5.0 to +34.0 diopter powers in 0.5 diopter increments. Overall diameter 13mm, Optic size 6mm. Cylinder power: 7.00 and 8.00 diopter (as measured at the IOL plane). | AMO AUSTRALIA PTY LIMITED |  | Change to Group benefit
AO048 | 01 - Ophthalmic | TECNIS® Eyhance Pre-Loaded IOL | 1-piece enhanced monofocal pre-loaded IOL | +5.0 to 34.0 diopter powers in 0.5 diopter increments. Overall diameter 13mm, optic size 6mm | AMO AUSTRALIA PTY LIMITED |  | Change to Group benefit
AO050 | 01 - Ophthalmic | TECNIS Eyhance Toric II Simplicity | 1-piece enhanced monofocal pre-loaded IOL | +05.0 D to +34.0 D in 0.5 D increments. overall diameter: 13mm, optic size 6mm. Cylinder power: 1.00 D, 1.50 D, 2.25 D, 3.00 D, 3.75 D, 4.5 D, 5.25 D, 6.00 D | AMO AUSTRALIA PTY LIMITED |  | Change to Group benefit
BL022 | 01 - Ophthalmic | SofPort Advanced Optic (AO) | Posterior chamber, foldable silicone IOL with anterior optic-haptic square edge, posterior optic-haptic square edge, 360-degree optic square edge and asperic optic for aberration control | 0 D to 30.0 D | BAUSCH & LOMB (AUSTRALIA) PTY LTD |  | Change to Group benefit
BL023 | 01 - Ophthalmic | Akreos Advanced Optic | Posterior chamber, foldable acrylic IOL, with anterior optic-haptic square edge, posterior optic-haptic square edge, 360 degree optic square edge and aspheric optic for aberration control | 0 D to 30.0 D | BAUSCH & LOMB (AUSTRALIA) PTY LTD |  | Change to Group benefit
BL030 | 01 - Ophthalmic | enVista | The enVista, Model MX60, is an ultra-violet-absorbing, posterior chamber, hydrophobic acrylic one-piece foldable intraocular lens (IOL) Has an aspheric lens optic, square posterior edge, modified C haptics and available in dioptric powers ranging from +0.0 to +34.0D. | Overall diameter 12.5mm, optic body diameter 6.0mm in dioptric powers ranging from +0.0 to +34D 0.0D to 10.0D in 1 Diopter increments 11.0D to 30.0D in 0.5 Diopter increments 31.0D to 34.0D in 1 Diopter increments | BAUSCH & LOMB (AUSTRALIA) PTY LTD |  | Change to Group benefit
BL032 | 01 - Ophthalmic | enVista Toric | The enVista toric (Model MX60T) is a one-piece glistening-free hydrophobic foldable IOL. The enVista Toric, model MX60T IOL has a Toric aspheric lens optic, a square posterior edge and modified C haptics, an overall diameter of 12.5mm and an optic body of 6.0mm. It is available in multiple spherical and cylindrical powers. | Overall diameter is 12.5mm for the entire lens power range, with spherical equivalent powers from +6.0 to +30.0 Diopters in 0.5 Diopter steps and cylinder powers from +1D to 6D Diopters (at the IOL plane). | BAUSCH & LOMB (AUSTRALIA) PTY LTD |  | Change to Group benefit
BL037 | 01 - Ophthalmic | MicroPure 123 | Preloaded, posterior chamber, UV absorbing, foldable, aspheric, acrylic, single piece hydrophobic glistening-free Intra Ocular Lens. | Overall diameter of 10D to 24.5D: 11.00mm 25D to 30D: 10.75mm Optic diameter of 10D to 24.5D: 6.00mm 25D to 30 D: 5.75mm Power from 10D to 30D with 0.5 diopter increments. | BAUSCH & LOMB (AUSTRALIA) PTY LTD |  | Change to Group benefit
BL040 | 01 - Ophthalmic | Enhanced enVista IOL with Bausch + Lomb SimplifEYE Preloaded Delivery System | The enVista Family of Intraocular Lenses (IOLs) are ultraviolet-absorbing, posterior chamber, hydrophobic acrylic IOLs. They have an aspheric lens optic, square posterior edge, and modified C haptics. The lenses can be folded for insertion into the eye. The MXPLC combines the preloaded IOL with an inserter and is sold in a common package. This alternate packaging configuration allows for a simpler loading of the injector. | Specification Optic Body Diameter 6.0 ± 0.1 mm Overall Diameter 12.5 ± 0.2 mm Haptic Thickness 0.35 ± 0.04 mm Haptic Angulations Planar Haptic Lens Power Range +0.0 to +34.0D (+0.0 to +9.0D in 1D increments) (+10.0 to +30.0D in 0.5D increments) (+31.0 to +34.0D in 1D increments) | BAUSCH & LOMB (AUSTRALIA) PTY LTD |  | Change to Group benefit
BL041 | 01 - Ophthalmic | LuxGood Preloaded Crystal | The LuxGood intraocular lens (IOL) is a single-piece ultraviolet (UV) absorbing, posterior chamber, hydrophobic acrylic IOL and has aspheric optics. The lens is provided sterile and is designed to be folded prior to insertion into the eye. The preloaded intraocular LuxGood lens is supplied with an Accuject Pro Delivery System to provide a touch-free method of delivery of the lens into the capsular bag. | Body Diameter: +00.00 D to +34.00 D: 6.0 mm +/- 0.1 mm Overall Diameter: +00.00 D to +34.00 D: 11.00 mm +/- 0.2 mm Power Range: +0.00 D to +34.00 D Label Increments: 0.1 D | BAUSCH & LOMB (AUSTRALIA) PTY LTD |  | Change to Group benefit
BL042 | 01 - Ophthalmic | LuxGood Preloaded | The LuxGood intraocular lens (IOL) is a single-piece ultraviolet (UV) absorbing, posterior chamber, hydrophobic acrylic IOL, blue light filtering and has aspheric optics. The lens is provided sterile and is designed to be folded prior to insertion into the eye. The preloaded intraocular LuxGood lens is supplied with an Accuject Pro Delivery System to provide a touch-free method of delivery of the lens into the capsular bag. | Body Diameter: +00.00 D to +34.00 D: 6.0 mm +/- 0.1 mm Overall Diameter: +00.00 D to +34.00 D: 11.00 mm +/- 0.2 mm Power Range: +0.00 D to +34.00 D Label Increments: 0.1D | BAUSCH & LOMB (AUSTRALIA) PTY LTD |  | Change to Group benefit
BL043 | 01 - Ophthalmic | Enhanced enVista Toric with Bausch + Lomb SimplifEYE preloaded delivery system | The enVista Family of Intraocular Lenses (IOLs) are ultraviolet-absorbing, posterior chamber, hydrophobic acrylic IOLs. They have an aspheric lens optic, square posterior edge, and modified C haptics. The lenses can be folded for insertion into the eye. The MX60PTC combines the preloaded IOL with the enVista SimplifEYE Preloaded Injector System inserter and is sold in a common package. This alternate packaging configuration allows for a simpler loading of the injector. | Specification: Optic Body Diameter 6.0 ± 0.1 mm Overall Diameter 12.5 ± 0.2 mm Haptic Thickness 0.35 ± 0.04 mm Haptic Angulations Planar Haptic Lens Power Range +0.0 to +30.0D (in 0.5D increments) +0.90D to +5.75D (in 0.75D increments from +1.25D). | BAUSCH & LOMB (AUSTRALIA) PTY LTD |  | Change to Group benefit
BL044 | 01 - Ophthalmic | LuxGood Toric Preloaded | The LuxGood Toric intraocular lens (IOL) is a single-piece ultraviolet (UV) absorbing, posterior chamber, hydrophobic acrylic IOL, with blue light filtering and has aspheric and toric optics. The lens is provided sterile and is designed to be folded prior to insertion into the eye. The preloaded intraocular LuxGood Toric lens is supplied with an Accuject Pro Delivery System to provide a touch-free method of delivery of the lens into the capsular bag. | Body Diameter: 6.0 mm; Overall Diameter: 11 mm Haptic Angle: 0° Powers: +6.00 to +34.00 Diopters Cylindrical Powers: +0.75 to +6.00 Diopters | BAUSCH & LOMB (AUSTRALIA) PTY LTD |  | Change to Group benefit
BL045 | 01 - Ophthalmic | LuxGood Toric Preloaded Crystal | The LuxGood Toric intraocular lens (IOL) is a single-piece ultraviolet (UV) absorbing, posterior chamber, hydrophobic acrylic IOL and has aspheric and toric optics. The lens is provided sterile and is designed to be folded prior to insertion into the eye. The preloaded intraocular LuxGood Toric lens is supplied with an Accuject Pro Delivery System to provide a touch-free method of delivery of the lens into the capsular bag. | Body Diameter: 6.0 mm; Overall Diameter: 11 mm Haptic Angle: 0° Powers: +6.00 to +34.00 Diopters Cylindrical Powers: +0.75 to +6.00 Diopters | BAUSCH & LOMB (AUSTRALIA) PTY LTD |  | Change to Group benefit
BL052 | 01 - Ophthalmic | Enhanced enVista IOL | The enhanced enVista (Model MX60E) is an ultraviolet-absorbing, posterior chamber, hydrophobic acrylic intraocular lens (IOL). They have an aspheric lens optic, square posterior edge, and modified C haptics. The lenses can be folded for insertion into the eye. | Specification: Optic Body Diameter 6.0 Overall Diameter 12.5 Haptic Angulations Planar Haptic Lens Power Range +0.0 to +34.0 Diopters (0.0 to +10.0 in 1.0 Diopter increments, +10.0 to +30.0 in 0.5 Diopter increments, and +30.0 to +34.0 in 1.0 Diopter increments) | BAUSCH & LOMB (AUSTRALIA) PTY LTD |  | Change to Group benefit
IW001 | 01 - Ophthalmic | MicroPure 123 | Preloaded, posterior chamber, UV absorbing, foldable, aspheric, acrylic, single piece hydrophobic glistening-free Intra Ocular Lens. | Overall diameter of 10D to 24.5D: 11.00mm 25D to 30D: 10.75mm Optic diameter of 10D to 24.5D: 6.00mm 25D to 30 D: 5.75mm Power from 10D to 30D with 0.5 diopter increments. | Beaver-Visitec International Australia Pty Ltd |  | Change to Group benefit
CZ030 | 01 - Ophthalmic | CT ASPHINA 404 | Small incision, foldable, single piece, monofocal, aspheric (aberration neutral), square-edged, hydrophilic acrylic (with hydrophobic surface properties) intraocular lens for capsular bag fixation. (Monofocal lens for powers outside standard 409MP MICS range). | Diopter range: -10.0 to 42.0, Optic size: 6.0mm, Overall length: 11.0mm | CARL ZEISS PTY. LIMITED |  | Change to Group benefit
CZ041 | 01 - Ophthalmic | CT LUCIA 202 | Foldable, 3-piece, monofocal, square-edged, hydrophobic acrylic intraocular lens. | Diopter size: 4.0 to 34.0 DS. Optic size: 6mm. Overall length: 13mm | CARL ZEISS PTY. LIMITED |  | Change to Group benefit
CZ047 | 01 - Ophthalmic | CT LUCIA 621PY | One ZEISS UV light-absorbing Heparin Surface Hydrophobic Acrylic Posterior Chamber Intra-ocular Lens. This lens is intended to correct aphakia. It is made from an optically clear hydrophobic acrylic with yellow dye additive (Acrylmex Yellow) [Optically clear blue-light blocking] | Dioptre Range: 00.0 to +34.0 with increments of 0.5 Optic Size: 6.0mm Overall Length: 13.0mm | CARL ZEISS PTY. LIMITED |  | Change to Group benefit
CZ048 | 01 - Ophthalmic | CT LUCIA 621P | One ZEISS UV light-absorbing Heparin Surface Hydrophobic Acrylic Posterior Chamber Intra-ocular Lens. This lens is intended to correct aphakia. It is made from an optically clear hydrophobic acrylic material which incorporates an UV-absorbing component and has a Heparin coating. | Dioptre Range: 00.0 to +34.0 with increments of 0.5 Optic Size: 6.0mm Overall Length: 13.0mm | CARL ZEISS PTY. LIMITED |  | Change to Group benefit
DV250 | 01 - Ophthalmic | Hoya-PS AF-1 (UY) PY-60AD | Preloaded in cartridge, Aspheric, Blue blocker, Foldable, Single-Piece, Hydrophobic Acrylic | +6.0D to +30.0D (0.5D steps) | Designs for Vision Pty Ltd |  | Change to Group benefit
DV252 | 01 - Ophthalmic | HOYA iSert® 251 | Preloaded injector system, Micro-incision, Aspheric, Blue-Blocker, Single Piece, Hydrophobic | +6.0D to 30.0D (5 steps) | Designs for Vision Pty Ltd |  | Change to Group benefit
DV264 | 01 - Ophthalmic | Hoya Vivinex iSert Preloaded IOL (Model XY1) | Intra Ocular Lens | Power +6 dioptres - +30 dioptres | Designs for Vision Pty Ltd |  | Change to Group benefit
DV267 | 01 - Ophthalmic | Hoya Vivinex XY1AT Toric | Preloaded injector system, toric / corrects corneal astigmatism, micro-incision, aspheric, blue blocker, single piece hydrophobic | IOL Power: + 10.0 to 30.0 (0.5 steps), IOL Cylinder power: 1.0D (XY1AT2), 1.50D (XY1AT3), 2.25D (XY1AT4), 3.00D (XY1AT5), 3.75D (XY1AT6), 4.50D (XY1AT7), 5.25D (XY1AT8), 6.00D (XY1AT9) | Designs for Vision Pty Ltd |  | Change to Group benefit
DV268 | 01 - Ophthalmic | Hoya Vivinex iSert preloaded IOL (Model XC1) | Preloaded injector system, micro incision, aspheric, UV filtering, single piece, hydrophobic acrylic | +6.0 to 30.0 D (in 0.5D steps) | Designs for Vision Pty Ltd |  | Change to Group benefit
DE492 | 01 - Ophthalmic | LENTIS L-313 | Foldable one-piece monofocal acrylic plate haptic IOL | Optic Size 6.0mm, Overall length 11.0mm. Available Diopters: +-10.0D to 36.0D (1.0D steps) +10.5D to 29.5D (0.5D steps) | DEVICE TECHNOLOGIES AUSTRALIA PTY. LTD. |  | Change to Group benefit
DE648 | 01 - Ophthalmic | FEMTIS FB-313 | Foldable one-piece monofocal acrylic plate haptic IOL for fixation in the capsulorhexis | Optic Size 5.7mm, Overall length 10.5mm. Available Diopters: +-15.0D to 30.0D (0.5D steps) | DEVICE TECHNOLOGIES AUSTRALIA PTY. LTD. |  | Change to Group benefit
DE673 | 01 - Ophthalmic | LENTIS LU-814VR | Foldable one-piece acrylic posterior chamber aspheric IOL for capsular bag, sulcus and sulcus-sclera fixation. | Optic size: 6.2mm 0.0D to +23.0D, 5.5mm +23.01D to +35.0D , Overall length: 13.0mm, Available Dioptres: 0.0D to +35.0D (1.0D steps), +15.5D to +26.5D (0.5D steps). | DEVICE TECHNOLOGIES AUSTRALIA PTY. LTD. |  | Change to Group benefit
IQ013 | 01 - Ophthalmic | PreciSAL 302AC | Acrylic, single piece, foldable intraocular lens with anterior and posterior optic-haptic square edge, 360 degree optic square edge design, precision power calculation, aberration technology and UV light filter. | Available in dioptric powers from 0.0 to +30.0. 1D steps: 0.0 to +10.0; 0.5D steps: +10.5 to + 17.5 and +28.5 to +30.0; 0.25D steps: +18.0 to +28.0 | IQ MEDICAL PTY LTD |  | Change to Group benefit
IQ014 | 01 - Ophthalmic | PreciSAL P302AC PreciSAL PS302AC | Preloaded Acrylic, single piece, foldable intraocular lens with anterior and posterior optic-haptic square edge, 360 degree optic square edge design, precision power calculation, aberration technology and UV light filter. | Available in dioptric powers from 0.0 to +30.0. 1D steps: 0.0 to +10.0; 0.5D steps: +10.5 to + 17.5 and +28.5 to +30.0; 0.25D steps: +18.0 to +28.0 | IQ MEDICAL PTY LTD |  | Change to Group benefit
IQ015 | 01 - Ophthalmic | PreciSAL 302A | Acrylic, single piece, foldable intraocular lens with anterior and posterior optic-haptic square edge, 360 degree optic square edge design, precision power calculation, aberration technology and blue light filter. | Available in dioptric powers from 0.0 to +30.0. 1D steps: 0.0 to +10.0; 0.5D steps: +10.5 to +17.5 and +28.5 to +30.0; 0.25D steps: +18.0 to +28.0 | IQ MEDICAL PTY LTD |  | Change to Group benefit
IQ016 | 01 - Ophthalmic | PreciSAL P302A PreciSAL PS302A | Preloaded Acrylic, single piece, foldable intraocular lens with anterior and posterior optic-haptic square edge, 360 degree optic square edge design, precision power calculation, aberration technology and blue light filter. | Available in dioptric powers from 0.0 to +30.0. 1D steps: 0.0 to +10.0; 0.5D steps: +10.5 to +17.5 and +28.5 to +30.0; 0.25D steps: +18.0 to +28.0 | IQ MEDICAL PTY LTD |  | Change to Group benefit
IQ019 | 01 - Ophthalmic | PreciSAL Toric T302A | Acrylic single piece, foldable intraocular lens with anterior and posterior optic-haptic square edge, 360 degree optic square edge design, precision power calculation, aberration technology, toric correction on anterior surface with cylinder marks to indicate flat meridian plus the cylinder axis to allow alignment for astigmatic correction, and UV and blue light filters. | Available in spherical dioptric powers from 0.0 to +30.0. 1D steps: 0.0 to +10.0; 0.5D steps: +10.5 to +17.5 and +28.5 to +30.0; 0.25D steps: +18.0 to +28.0; Cylinder powers from 1.0D to 6.0D | IQ MEDICAL PTY LTD |  | Change to Group benefit
IQ020 | 01 - Ophthalmic | PreciSAL Toric PT302A | Pre-loaded acrylic single piece, foldable intraocular lens with anterior and posterior optic-haptic square edge, 360 degree optic square edge design, precision power calculation, aberration technology, toric correction on anterior surface with cylinder marks to indicate flat meridian plus the cylinder axis to allow alignment for astigmatic correction, and UV and blue light filters. | Available in spherical dioptric powers from 0.0 to +30.0. 1D steps: 0.0 to +10.0; 0.5D steps: +10.5 to +17.5 and +28.5 to +30.0; 0.25D steps: +18.0 to +28.0; Cylinder powers from 1.0D to 6.0D | IQ MEDICAL PTY LTD |  | Change to Group benefit
KG001 | 01 - Ophthalmic | Rayner C-Flex | Hydrophilic HEMA-MMA copolymer, foldable with injector | 5.75mm dia optic, 12.00mm dia overall | KEVIN GRUNDY (IBD) PTY. LIMITED |  | Change to Group benefit
KG002 | 01 - Ophthalmic | Superflex | Hydrophilic HEMA-MMA copolymer, foldable with injector | 6.25mm dia optic, 12.5mm dia overall | KEVIN GRUNDY (IBD) PTY. LIMITED |  | Change to Group benefit
KG003 | 01 - Ophthalmic | Rayner Standard Toric C-Flex | Hydrophilic HEMA-MMA copolymer, foldable with injector | 5.00mm dia optic, 12.00mm dia overall, cyls 2.0D to 6.0D in 2D increments | KEVIN GRUNDY (IBD) PTY. LIMITED |  | Change to Group benefit
KG004 | 01 - Ophthalmic | Rayner Premium Toric C-Flex | HEMA-MMA copolymer, foldable with injector | 5.75mm dia optic, 12.00mm dia overall, cyls 1.5D to 11.0D in 0.5D increments | KEVIN GRUNDY (IBD) PTY. LIMITED |  | Change to Group benefit
KG012 | 01 - Ophthalmic | Rayner "C-Flex" and Superflex" Aspheric IOL | Aspheric Intra Ocular Lenses with Amon-Apple enhanced 360 Degree square edge, Anti-vaulting Haptics | C-Flex -970C + 22.5D to +34D Superflex-920H - 10D to +22D | KEVIN GRUNDY (IBD) PTY. LIMITED |  | Change to Group benefit
KG013 | 01 - Ophthalmic | Rayner Super Premium Toric I.O.L. | Acrylic foldable toric single piece I.O.L | -10.0D to 0.00D Sphere: 1D to 11.00D Cylinder in 0.25 steps +31.00D to +35.00 Spit: 1D to 11.00D Cylinder in 0.25steps | KEVIN GRUNDY (IBD) PTY. LIMITED |  | Change to Group benefit
KG016 | 01 - Ophthalmic | RayOne Toric (Model RAO610T) | Single piece preloaded aspheric toric acrylic IOL, UV absorbing, 360 square edge, anti-vaulting haptics | 6mm optic, +8 ro +30 sphere, +1 to +6 cylinder in 0.5 steps | KEVIN GRUNDY (IBD) PTY. LIMITED |  | Change to Group benefit
KG017 | 01 - Ophthalmic | RayOne Ashperic preloaded | Preloaded aspheric intraocular lens, hydrophilic acrylic, UV absorbing, 360 square edge, anti-vaulting haptics | 6mm optic, range sphere -10 to +34 | KEVIN GRUNDY (IBD) PTY. LIMITED |  | Change to Group benefit
KG019 | 01 - Ophthalmic | T-Flex Aspheric - Toric ≥7 diopter | Acrylic foldable posterior chamber IOLs, aspheric, toric ≥7 diopter | Standard Spheres: +6.0 to +30.0 D (spherical equivalent) Cylinders: +1.0 to +6.0 D Made to Order Spheres: -10.0 to +35.0 D (subject to spherical equivalent) Cylinders: +7.0 to +11.0 D | KEVIN GRUNDY (IBD) PTY. LIMITED |  | Change to Group benefit
KG020 | 01 - Ophthalmic | RayOne Hydrophobic IOL | Hydrophobic acrylic IOL, preloaded injector system, micro incision, aspheric, UV filtering, single piece. | Power range: -10.0 D to +7.0 D (1.0 D increments, including plano) +8.0 D to +30.0 D (0.5 D increments) +31.0 D to +32.0 D (1.0 D increments) Shapes: Biconvex (positive powers), Plano, Concave (negative powers) | KEVIN GRUNDY (IBD) PTY. LIMITED |  | Change to Group benefit
KG036 | 01 - Ophthalmic | Simedice Intraocular Lens | Foldable Acrylic Single-piece Lens with Blue Light Protection and Aspheric Correction | Spherical power: +10.0 to +30.0 D, in 0.5 increments | KEVIN GRUNDY (IBD) PTY. LIMITED |  | Change to Group benefit
KG037 | 01 - Ophthalmic | RayOne Hydrophobic Aspheric BLF IOL | Hydrophobic acrylic IOL, preloaded injector system, micro incision, aspheric, UV filtering, single piece, with blue light filtering. | Power range: +0.0 D to +7.0 D (1.0 D increments) +8.0 D to +30.0 D (0.5 D increments) +31.0 D to +32.0 D (1.0 D increments)Shapes: Biconvex (positive powers), Plano | KEVIN GRUNDY (IBD) PTY. LIMITED |  | Change to Group benefit
KG039 | 01 - Ophthalmic | Simedice Toric IOL | Posterior chamber, UV absorbing, foldable, acrylic, toric, single piece lens with blue light protection and aspheric correction. | Sperical diopter: +10.0 to +30.0 D, in 0.5 increments Cylinder power: 0.75 to 5.75 | KEVIN GRUNDY (IBD) PTY. LIMITED |  | Change to Group benefit
LN003 | 01 - Ophthalmic | ALSAFIT | Single piece aspheric foldable intraocular lens for implantation into the capsular bag. | Diopter power range: 0.0 D to 32.00 D (0.50 D increments). Optic size: 6mm. Overall length: 11.0mm. | LUMOS MEDICAL PTY LTD |  | Change to Group benefit
LN005 | 01 - Ophthalmic | ALSAFIT TORIC VF | Single piece toric aspheric foldable intraocular lens for implantation into the capsular bag. Violet filter. | Diopter power range: Sphere: From 0.0 D to +32.00 D (0.50 D increments). Cylinder: From +0.50 D to +6.00 D (0.50 D increments). Optic size: 6mm. Overall length: 11.0mm. | LUMOS MEDICAL PTY LTD |  | Change to Group benefit
LN008 | 01 - Ophthalmic | ALSIOL | Single piece aspheric foldable intraocular lens for implantation into the capsular bag. | Diopter power range: 0.0 D to +32.00 D (0.50 D increments). Optic size: 6 mm. Overall length: 11.0 mm. | LUMOS MEDICAL PTY LTD |  | Change to Group benefit
LN011 | 01 - Ophthalmic | I-Stream Pre-Loaded Aspheric Hydrophobic | Single piece, pre-loaded aspheric hydrophobic acrylic IOL | Optic diameter: 6mm Total diameter: 13mm Power range: +9.0 to +32.0D | LUMOS MEDICAL PTY LTD |  | Change to Group benefit
LN013 | 01 - Ophthalmic | Vision Pro Hydrophobic Acrylic Aspheric Intraocular Lens (RS60A) | Hydrophobic Acrylic Aspheric Posterior Chamber Foldable IOL | Aspheric IOL: +0 to +34 D in 0.5 D increments; Overall diameter 13mm, Optic size 6mm. | LUMOS MEDICAL PTY LTD |  | Change to Group benefit
LN014 | 01 - Ophthalmic | Vision Pro Preloaded Hydrophobic Acrylic Aspheric Intraocular Lens (PRS60A) | Preloaded, Hydrophobic Acrylic Aspheric Posterior Chamber Foldable IOL | Aspheric IOL: +0 to +34 D in 0.5 D increments; Overall diameter 13mm, Optic size 6mm | LUMOS MEDICAL PTY LTD |  | Change to Group benefit
SO055 | 01 - Ophthalmic | HumanOptics Aspira Y | Posterior chamber IOL, foldable, UV absorber, Aspheric, aberration technology, 360° LEC barrier, HD optic, Blue light filter | -20 to +60 D | Spectrum Surgical |  | Change to Group benefit
SO057 | 01 - Ophthalmic | HumanOptics Torica Y | Toric posterior chamber IOL, foldable, UV absorber, Aspheric, aberration technology, 360° LEC barrier, HD optic, Blue light filter | Sphere -20D to +59D, Cylinder 1D to 6D | Spectrum Surgical |  | Change to Group benefit
SO058 | 01 - Ophthalmic | HumanOptics Torica Y | Toric posterior chamber IOL, foldable, UV absorber, Aspheric, aberration technology, 360° LEC barrier, HD optic, Blue light filter | Sphere -20D to +59D, Cylinder 7D to 30D | Spectrum Surgical |  | Change to Group benefit
SO059 | 01 - Ophthalmic | HumanOptics Torica | Toric posterior chamber IOL, foldable, UV absorber, Aspheric, aberration technology, 360° LEC barrier, HD optic | Sphere -20D to +59D, Cylinder 7D to 30D | Spectrum Surgical |  | Change to Group benefit
SO067 | 01 - Ophthalmic | HumanOptics Aspira Y Preloaded | Preloaded posterior chamber IOL, foldable, UV absorber, Aspheric, aberration technology, 360° LEC barrier, HD optic, Blue light filter | +10.0 to +30.0 D | Spectrum Surgical |  | Change to Group benefit
SO074 | 01 - Ophthalmic | HumanOptics Aspira | Posterior chamber IOL, foldable, UV absorber, Aspheric, aberration technology, 360° LEC barrier, HD optic | -20.0 to +60.0 D | Spectrum Surgical |  | Change to Group benefit
SO075 | 01 - Ophthalmic | HumanOptics Aspira Preloaded | Preloaded posterior chamber IOL, foldable, UV absorber, Aspheric, aberration technology, 360° LEC barrier, HD optic | +10.0 to +40.0 D | Spectrum Surgical |  | Change to Group benefit
SO083 | 01 - Ophthalmic | Aspira-aXA Preloaded | Preloaded posterior chamber IOL, foldable, UV absorber, Aspheric, aberration technology, 360 LEC barrier, HD optic | 0 to +30.0 D | Spectrum Surgical |  | Change to Group benefit
SO084 | 01 - Ophthalmic | Aspira-aXA | Posterior chamber IOL, foldable, UV absorber, Aspheric, aberration technology, 360° LEC barrier, HD optic. | -20D to +40 D. | Spectrum Surgical |  | Change to Group benefit
VU003 | 01 - Ophthalmic | Medicontur Bi-Flex POB-MA Toric 877PTY | Single piece hydrophobic acrylic monofocal toric posterior chamber intraocular lens. Preloaded with blue light filter and with biconvex aspheric optic. | Powers: +10.0 D to +30.0 D in 0.5 diopter increments Cylinder powers: 1.00 D, 1.50 D, 2.25 D, 3.00 D, 3.75 D, 4.50 D, 5.25 D, 6.00 D | SURGIVISION PTY LTD |  | Change to Group benefit
VU004 | 01 - Ophthalmic | Medicontur Bi-Flex POB-MA Toric 877PT | Single piece posterior chamber hydrophobic acrylic monofocal toric intraocular lens. Preloaded with biconvex aspheric optic. | Powers: +10.0 D to +30.0 D in 0.5 diopter increments Cylinder powers: 1.00 D, 1.50 D, 2.25 D, 3.00 D, 3.75 D, 4.50 D, 5.25 D, 6.00 D | SURGIVISION PTY LTD |  | Change to Group benefit
VU005 | 01 - Ophthalmic | BiFlex 877PA Preloaded Hydrophobic Acrylic Foldable Aspheric Monofocal Lens without Blue Light Filter | Posterior Chamber IOL, special 360° sharp edge, Aspheric Aberration Balanced | Optic diameter: 6.0 mm ±0.10 mm, Overall diameter: 13.0 mm ±0.20 mm Powers available: -0.0 - +9.0 D ±0.25 D increment: 1.0 D +10.0 - +25.0 D ±0.25 D increment: 0.5 D +25.5 - +30.0 D ±0.5 D increment: 0.5 D +31.0 - +35.0 D ±0.5 D increment: 1.0 D | SURGIVISION PTY LTD |  | Change to Group benefit
VU006 | 01 - Ophthalmic | BiFlex Preloaded 877PAY Hydrophobic Acrylic Foldable Aspheric Monofocal Lens with Blue light Filter | Posterior Chamber IOL, special 360° sharp edge, Aspheric - Aberration Balanced | Optic diameter: 6.0 mm ±0.10 mm, Overall diameter: 13.0 mm ±0.20 mm Powers available: -0.0 - +9.0 D ±0.25 D increment: 1.0 D +10.0 -+25.0 D ±0.25 D increment: 0.5 D +25.5- +30.0 D ±0.5 D increment: 0.5 D +31.0 - +35.0 D ±0.5 D increment: 1 | SURGIVISION PTY LTD |  | Change to Group benefit
VU008 | 01 - Ophthalmic | Medicontur BiFlex 677TAY Hydrophilic Acrylic Foldable Toric Lens with Blue light Filter | Posterior chamber IOL, 360° Special Square Edge, Aspheric – Coma optimized – Toric | Optic diameter: 6.0 mm ±0.05 mm, Overall diameter: 13.0 mm ±0.10 mm Powers available: -10.0 - +30.0 D ±0.25 D increment: 0.5 D +31.0 - +35.0 D ±0.5 D increment: 1.0 D Cylinders available: +1.5 D - +7.0 D increment: 0.75 D | SURGIVISION PTY LTD |  | Change to Group benefit
VU009 | 01 - Ophthalmic | Medicontur BiFlex 677TA Hydrophilic Acrylic Foldable Toric Lens without Blue light Filter | Posterior chamber IOL, 360° Special Square Edge, Aspheric – Coma optimized – Toric | Optic diameter: 6.0 mm ±0.05 mm, Overall diameter: 13.0 mm ±0.10 mm Powers available: -10.0 - +30.0 D ±0.25 D increment: 0.5 D +31.0 - +35.0 D ±0.5 D increment: 1.0 D Cylinders available: +7.0 D - +9.0 D increment: 0.75 D +9.0 D - +10.0 D increment: 1.0 D | SURGIVISION PTY LTD |  | Change to Group benefit
VU010 | 01 - Ophthalmic | Medicontur BiFlex 677TAY Hydrophilic Acrylic Foldable Toric Lens with Blue light Filter | Posterior chamber IOL, 360° Special Square Edge, Aspheric – Coma optimized – Toric | Optic diameter: 6.0 mm ±0.05 mm, Overall diameter: 13.0 mm ±0.10 mm Powers available: -10.0 - +30.0 D ±0.25 D increment: 0.5 D +31.0 - +35.0 D ±0.5 D increment: 1.0 D Cylinders available: +7.0 D - +9.0 D increment: 0.75 D +9.0 D - +10.0 D increment: 1.0 D | SURGIVISION PTY LTD |  | Change to Group benefit
VU016 | 01 - Ophthalmic | Basis Z Preloaded Hydrophylic IOL | Hydrophylic preloaded IOL | 6mm Optic Diameter and 13mm Length | SURGIVISION PTY LTD |  | Change to Group benefit
VU017 | 01 - Ophthalmic | Basis Z Preloaded Hydrophobic IOL | Hydrophobic preloaded IOLs | 6mm Optic Diameter and 13mm Length | SURGIVISION PTY LTD |  | Change to Group benefit
VU018 | 01 - Ophthalmic | Basis Z Hydrophilic Toric | Foldable hydrophilic toric intraocular lens | Available in spherical diopter powers from -10.0D to +35.0D in 0.5D steps from +10.0D to +30.0D and then 1.0D steps in the ranges of -10.0D to 9.0D and +31.0D to +35.0D. Cylinder Power range is 1.5-6.0D in 0.75D steps. | SURGIVISION PTY LTD |  | Change to Group benefit
VU027 | 01 - Ophthalmic | Medicontur BiFlex 677CTA Preloaded Hydrophilic Acrylic Foldable Toric Lens without Blue light Filter | Preloaded Posterior chamber IOL, 360° Special Square Edge, Aspheric – Coma optimized – Toric | Optic diameter: 6.0 mm, Overall diameter: 13.0 mm. Sph eq powers available: +8.0 to +35.0, Cylinders 1.0 to 6.0D. | SURGIVISION PTY LTD |  | Change to Group benefit
VU028 | 01 - Ophthalmic | Medicontur BiFlex 677CTAY Preloaded Hydrophilic Acrylic Foldable Toric Lens with Blue light Filter | Preloaded Posterior chamber IOL with blue light filter, 360° Special Square Edge, Aspheric – Coma optimized – Toric | Optic diameter: 6.0 mm, Overall diameter: 13.0 mm. Sph eq powers available: +8.0 to +35.0, Cylinders 1.0 to 6.0D. | SURGIVISION PTY LTD |  | Change to Group benefit
WP001 | 01 - Ophthalmic | ZOE | Preloaded Injector system, Posterior convex IOL, aspherical optic to correct far and intermediate vision, foldable, one piece, High purity hydrophobic acrylic, UV filter, 360 square edge | +5D to +36D in 0.5D increments | The Trustee for The Ophthalmopro Unit Trust |  | Change to Group benefit
WP002 | 01 - Ophthalmic | Primus-HD Toric Yellow | Preloaded Injector system, Biconvex optical with toric and high order coefficient aspheric surface IOL, foldable, one piece, hydrophobic acrylic, blue light filter, 360 square edge | IOL Cylinder powers are : +1.00D, +1.50D, +2.25D, +3.00D, +4.00D and +4.50D Cylinder powers at corneal plane are : +0.72D, +1.07D, +1.59D, +2.11D, +2.8D, and +3.15D | The Trustee for The Ophthalmopro Unit Trust |  | Change to Group benefit
WP003 | 01 - Ophthalmic | Primus-HD Clear | Preloaded Injector system, Posterior convex IOL, aspheric, foldable, one piece, High purity hydrophobic acrylic, UV filter, 360 square edge | -10.0D to +36D in 0.5D increments | The Trustee for The Ophthalmopro Unit Trust |  | Change to Group benefit
WP007 | 01 - Ophthalmic | Primus-HD Yellow | Preloaded Injector system, Posterior convex IOL, aspheric, foldable, one piece, High purity hydrophobic acrylic, blue light filter, 360 square edge | Powers from -10.0D to +36.0D in 0.5D increments | The Trustee for The Ophthalmopro Unit Trust |  | Change to Group benefit
WP008 | 01 - Ophthalmic | Primus-HD Toric Clear | Preloaded Injector system, Biconvex optical with toric and high order coefficient aspheric surface IOL, foldable, one piece, hydrophobic acrylic, UV filter, 360 square edge | IOL Cylinder powers are : +1.00D, +1.50D, +2.25D, +3.00D, +4.00D and +4.50D Cylinder powers at corneal plane are : +0.72D, +1.07D, +1.59D, +2.11D, +2.8D, and +3.15D | The Trustee for The Ophthalmopro Unit Trust |  | Change to Group benefit
AL006 | 01 - Ophthalmic | PROVISC VISCOELASTIC SOLUTION | PROVISC contains sodium hyaluronate | 0.85mL pack | ALCON LABORATORIES (AUSTRALIA) PTY LTD |  | Change to Group benefit
AL007 | 01 - Ophthalmic | VISCOAT Viscoelastic Fluid | Chondroitin sulfate and sodium hyaluronate | 0.75mL | ALCON LABORATORIES (AUSTRALIA) PTY LTD |  | Change to Group benefit
AL015 | 01 - Ophthalmic | Cellugel Ophthalmic Viscosurgical Device | 2% Hydroxypropyl Methylcellulose (HPMC) | 1ml | ALCON LABORATORIES (AUSTRALIA) PTY LTD |  | Change to Group benefit
AL029 | 01 - Ophthalmic | DisCoVisc Ophthalmic Viscosurgical Device | Sodium hyaluronate 17 mg/mL and chondroitin sulfate 40mg/mL | 1.0 mL | ALCON LABORATORIES (AUSTRALIA) PTY LTD |  | Change to Group benefit
AO008 | 01 - Ophthalmic | HEALON PRO, Intraocular Viscoelastic Fluid | Sodium Hyaluronate 10mg/ml | 0.55ml & 0.85ml | AMO AUSTRALIA PTY LIMITED |  | Change to Product name, ARTG, Size, Change to Group benefit
AO009 | 01 - Ophthalmic | Healon 5 Pro, Intraocular Viscoelastic Fluid | HEALON 5 PRO 2.3% Sodium hyaluronate | 0.6ml | AMO AUSTRALIA PTY LIMITED |  | Change to Product name, ARTG, Description, Change to Group benefit
AO010 | 01 - Ophthalmic | Healon GV PRO Intraocular Viscoelastic Fluid | Sodium Hyaluronate 18mg/mL | 0.85ml | AMO AUSTRALIA PTY LIMITED |  | Change to Product name, ARTG, Description, Size, Change to Group benefit
AO032 | 01 - Ophthalmic | Healon Endocoat | Viscoelastic | 0.85ml | AMO AUSTRALIA PTY LIMITED |  | Change to Group benefit
BL008 | 01 - Ophthalmic | Ocucoat Intraocular Fluid | 20mg/mL hydroxypropylmethyl cellulose for intraocular use | 1ml and 2ml Sterile | BAUSCH & LOMB (AUSTRALIA) PTY LTD |  | Change to Group benefit
BL015 | 01 - Ophthalmic | Amvisc Plus injection | 15mg/mL Sodium Hyaluronate for intraocular use | 0.5mL and 0.8mL | BAUSCH & LOMB (AUSTRALIA) PTY LTD |  | Change to Group benefit
CZ012 | 01 - Ophthalmic | Z-HYALIN Viscoelastic | Cohesive Viscoelastic Solution - sodium hyaluronate 10mg/ml. (previously called Ophthalin) | Volume 1.0ml | CARL ZEISS PTY. LIMITED |  | Change to Group benefit
CZ013 | 01 - Ophthalmic | Z-HYALIN Plus Viscoelastic | Cohesive Viscoelastic Solution - sodium hyaluronate 15mg/ml. (previously called Opthalin Plus) | Volume 1.0ml | CARL ZEISS PTY. LIMITED |  | Change to Group benefit
CZ022 | 01 - Ophthalmic | VISTHESIA 1.5% | VISCOANAESTHETIC syringe contains sodium hyaluronate (NaHA, 1.5%) and lidocaine hydrochloride (1%). Also contains two topical ampoules with NaHA (0.3%) and lidocaine (2%) | 0.8ml syringe & 2x0.3ml ampoules | CARL ZEISS PTY. LIMITED |  | Change to Group benefit
DV273 | 01 - Ophthalmic | Oasis Visco Shield HPMC Viscoelastic | A sterile, high molecular weight HPMC solution for use as a surgical aid in maintaining a deep anterior chamber during ophthalmic surgical procedures | 2 ml syringe | Designs for Vision Pty Ltd |  | Change to Group benefit
DE787 | 01 - Ophthalmic | CAPSULGel | Isotonic, clear, viscoelastic and sterile HPMC solution for intraocular application | 2.0ml prefilled, single-use, glass syringe. | DEVICE TECHNOLOGIES AUSTRALIA PTY. LTD. |  | Change to Group benefit
IQ002 | 01 - Ophthalmic | Ocuvis and Ocumax 2% Hydroxypropylmethylcellulose | 20mg/mL hydroxypropylmethyl cellulose for intraocular use. Pre-loaded in a sterile syringe with one cannula for injection, in a sterile Tyvek pouch | 2mL sterile | IQ MEDICAL PTY LTD |  | Change to Group benefit
KG035 | 01 - Ophthalmic | Methylvisc 2.0% | Hydroxypropyl Methylcellulose, viscoelastic solution for intraocular application. Pre-loaded in single-use sterile syringe with single-use injection cannula. | 2mL | KEVIN GRUNDY (IBD) PTY. LIMITED |  | Change to Group benefit
LN009 | 01 - Ophthalmic | Viscos HPMC | Hydroxypropylmethylcellulose, viscoelastic solution for intraocular application. Pre-loaded in single-use sterile syringe with single-use injection cannula. | 2 mL | LUMOS MEDICAL PTY LTD |  | Change to Group benefit
LN016 | 01 - Ophthalmic | AJL CELL | AJL CELL 2% is made up of 2% hydroxypropyl methylcellulose (HPMC) in a phosphate-buffered saline solution that is administered into the anterior chamber of the eye during intraocular surgery using a prepared sterile syringe and cannula suitable for the surgical technique. | 2mL | LUMOS MEDICAL PTY LTD |  | Change to Group benefit
VU002 | 01 - Ophthalmic | Albomed Visco HPMC 2.0% | A superior viscoelastic solution based on hydroxylpropyl methylcellulose for intraocular use where it serves as a volume substitute for aqueous humor during intraocular surgery. | Supplied in a 2 ml syringe | SURGIVISION PTY LTD |  | Change to Group benefit
VU029 | 01 - Ophthalmic | CrownGel | CrownGel is an isotonic, clear, viscoelastic and sterile solution for intraocular application. As an auxiliary device during surgery of the anterior segment of the eye, CrownGel maintains the depth of the anterior chamber and protects the surrounding intraocular tissue. CrownGel contains 2.0% hydroxypropyl methylcellulose and supports the intraocular manipulations due to its viscoelastic and moistening properties. | 2.0% x 2.0mL | SURGIVISION PTY LTD |  | Change to Group benefit
AL005 | 01 - Ophthalmic | DUOVISC VISCOELASTIC SYSTEM | ProVisc contains sodium hyaluronate, Viscoat contains chondroitin sulfate and sodium hyaluronate | 1 unit 0.50ml Viscoat and 1 unit 0.55ml ProVisc | ALCON LABORATORIES (AUSTRALIA) PTY LTD |  | Change to Group benefit
CZ019 | 01 - Ophthalmic | TWINVISC Viscoelastic | TWINVISC includes a cohesive and a dispersive viscoelastic in one syringe, separated by a valve. Dispersive: sodium hyaluronate (2.2%). Cohesive: sodium hyaluronate (1%) | Total volume 1.4 ml | CARL ZEISS PTY. LIMITED |  | Change to Group benefit
CZ043 | 01 - Ophthalmic | COMBIVISC | COMBIVISC consists of two ophthalmic viscoelastic devices. One prefilled syringe of dispersive viscoelastic 3% (0.85ml) and one prefilled syringe of cohesive viscoleastic 1.5% (1.0ml), along with one 25 gauge Viscoflow cannula and one 27 gauge Viscoflow cannula, that can be used jointly or independently in surgical interventions to remove cataracts and implant a prosthetic lens. | COMBIVISC dispersive 3% 0.85ml 25G cannula COMBIVISC cohesive 1.5% 1ml 27G cannula Supplied as a single unit pack, comprising a single syringe of the COMBIVISC Dispersive and a single syringe of the COMBIVISC Cohesive Also supplied as a multipack containing five sealed pouched units | CARL ZEISS PTY. LIMITED |  | Change to Group benefit
DV231 | 01 - Ophthalmic | Vision Blue | Trypan blue dye for ophthalmic applications | 0.5ml syringe | Designs for Vision Pty Ltd |  | Change to Group benefit
DE775 | 01 - Ophthalmic | CAPSULBlue | Trypan blue solution for use in anterior segment ophthalmic surgery. | 0.15ml prefilled glass syringe | DEVICE TECHNOLOGIES AUSTRALIA PTY. LTD. |  | Change to Group benefit
EG024 | 01 - Ophthalmic | RS-Blue | Trypan Blue for the reversible staining of human tissue during surgery | 0.7ml Syringe | Emagin Pty Ltd |  | Change to Group benefit
IQ027 | 01 - Ophthalmic | Vioron | Trypan blue dye for ophthalmic applications | 0.5ml syringe | IQ MEDICAL PTY LTD |  | Change to Group benefit
LN012 | 01 - Ophthalmic | SIDA-BLUE | A sterile solution of trypan blue, a selective tissue-staining agent used in ophthalmic surgery. | 1mL vial or 1mL glass pre-filled syringe (PFS) | LUMOS MEDICAL PTY LTD |  | Change to Group benefit
LN015 | 01 - Ophthalmic | DyeBlue | Dyeblue is a sterile intraocular solution containing Trypan Blue without preservatives. Dyeblue is indicated for anterior capsule colouring during ophthalmic surgeries. | 1 mL vial, 1.1 mL syringe | LUMOS MEDICAL PTY LTD |  | Change to Group benefit
WP005 | 01 - Ophthalmic | AJL Blue | Trypan Blue STaining Dye | 1 ml syringe | The Trustee for The Ophthalmopro Unit Trust |  | Change to Group benefit
BL039 | 01 - Ophthalmic | Preloaded Capsular Tension Ring | Capsular tension ring preloaded (acrylic) | 11mm | BAUSCH & LOMB (AUSTRALIA) PTY LTD |  | Change to Group benefit
DV009 | 01 - Ophthalmic | Morcher Capsular Tension Ring | PMMA Implant | sizes 8 -12mm | Designs for Vision Pty Ltd |  | Change to Group benefit
DV029 | 01 - Ophthalmic | Eyejet CTR | Capsular tension ring made of PMMA per-load on disposable injector | 10mm, 11mm, 12mm | Designs for Vision Pty Ltd |  | Change to Group benefit
EG001 | 01 - Ophthalmic | Capsular Tension Rings Clear | PMMA Implant | 10/08, 12/10, 13/11mm | Emagin Pty Ltd |  | Change to Group benefit
EG018 | 01 - Ophthalmic | RINGJECT | Preloaded Capsular tension ring | 12/10, 13/11 | Emagin Pty Ltd |  | Change to Group benefit
LN001 | 01 - Ophthalmic | Inside CTR | Preloaded PMMA capsular tension ring | Type 14 (12.3mm open, 10.0mm compressed), Type 14C (13.0mm open, 11.0mm compressed), Type 14A ( 14.5mm open, 12.0mm compressed), Type 13 ( 12.3mm open, 10.0mm compressed), Type 13A ( 13.0mm open, 11.0mm compressed), Type 13B ( 14.5mm open, 12.0mm compressed), Type 19D (11.6 mm open, 10.0/9.5/9.0/8.5mm compressed), Type 10C ( 12.1mm open, 11.0mm compressed)Type 15A ( 13.0mm open, 11.0mm compressed), Type 15B ( 14.5mm open, 12.0mm compressed). | LUMOS MEDICAL PTY LTD |  | Change to Group benefit
VU001 | 01 - Ophthalmic | Jetring | Preloaded PMMA (polymethyl methacrylate) capsular tension ring. | JETRING 11ACB Right Overall diameter: 13.0 mm ±0.20 mm Compressed diameter: 11,0 mm ±0.20 mm Haptic: ø0.17 mm ±0.02 mm Haptic design: straight, open modified C-loop JETRING 12ACB Right Overall diameter: 14.5 mm ±0.20 mm Compressed diameter: 12,0 mm ±0.20 mm Haptic: ø0,20 mm ±0.02 mm Haptic design: straight, open modified C-loop | SURGIVISION PTY LTD |  | Change to Group benefit
WP004 | 01 - Ophthalmic | AJL Capsular Tension Ring | Preloaded PMAA Capsular Tension Ring | 9mm, 10mm,11mm, 12mm (closed diameter) 10mm, 11mm, 12mm, 13mm, 14mm (open diameter) | The Trustee for The Ophthalmopro Unit Trust |  | Change to Group benefit
DV010 | 01 - Ophthalmic | Morcher Complex Capsular Tension Ring | PMMA Implant | 9.5mm, 10mm, 11mm, 12.5mm, 13mm | Designs for Vision Pty Ltd |  | Change to Group benefit
CO024 | 02 - Ear, Nose & Throat | Nucleus Freedom Implant with Straight Electrode | Model CI24RE (ST), Generation 4 Cochlear Implant with straight array electrode | One size only | COCHLEAR LIMITED |  | Change to ARTG
CO046 | 02 - Ear, Nose & Throat | Cochlear™ Nucleus® CI512 Cochlear Implants with Contour Advance Electrode | Model CI512, 5th generation cochlear implant with perimodiloar electrode array. Titanium casing, removable magnet, 22 half-banded platinum electrodes, moulded in a durable silicone seal. | One Size | COCHLEAR LIMITED |  | Change to ARTG
OI036 | 02 - Ear, Nose & Throat | Neuro 2 Sound Processor | The behind the ear Neuro 2 sound processor performs with the Neuro Zti cochlear implants. It consists of two microphones allowing for 3 automatic adaptive directionality modes, voice tracker and wind noise reduction features. Its benefits include: smaller and more cosmetically appealing design and rechargeable batteries. The processor is placed on the auricle of the either one of the patient's ears and an external antenna transmits the acoustic signal processed by the processor, by means of electromagnetic induction, to the internal component implanted beneath the skin and secured onto the mastoid. | One size | AUDMET AUSTRALIA PTY LTD |  | Change to Group benefit
RC010 | 02 - Ear, Nose & Throat | Stapes Prosheses | For reconstruction of the sound conduction chain between middle ear and inner ear through replacement of the stapes. The body of the implant consists of a columella (which in some product versions can be shortened) and a flat band. The columella is inserted in the opened Vestibulum auris through the trepanated stapes foot-plate. The flat band is placed around the long process of the incus. The implants are available in various versions and materials: • Titanium: Columella and flat band made of titanium; • Platinum/PTFE: Columella made of polytetrafluoroethylene (PTFE), flat band made of platinum (Pt); • Nitinol/PTFE: Columella made of polytetrafluoroethylene (PTFE), flat band made of nitinol. | Stapes Prostheses Nitinol/PTFE, 1 piece, sterile, Wire diam: 0.2 mm, PTFE shaft diam: 0.4 & 0.6 mm, Incus diam. small standard, large; length 5.25, 5.50, 5.75, 7.00 (shortenable) Stapes Prostheses Platinum/PTFE, 1 piece, sterile; piston diam. 0.4 & 0.6 mm; length 5.25, 5.50, 5.75, 7.00 (shortenable), 10.00 (shortenable) Stapes Prostheses Titanium, 1 piece, sterile; piston diam. 0.4 & 0.6 mm; length 5.25, 5.50, 5.75, 8.00 (shortenable) | COREMED PTY LIMITED |  | Change to Group benefit
RC012 | 02 - Ear, Nose & Throat | PORP - Partial Ossicular Replacement Prosthesis | Partial implant made of titanium, for reconstructing a (partially) destroyed middle ear ossicular chain (chain of sound transmission) between the stapes and the tympanic membrane level in fixed and variable lengths. Fixed - The implant body is a single piece and was made from a single part only, i.e. it has no susceptible material bonding points such as weld seams. The implant can be subdivided into three areas: 1.) the implant bell that is offered in 2 embodiments: Unslitted and slitted; 2.) the implant shaft; 3.) the perforated implant plate. The implant plate can be arranged centrically (round) towards the implant shaft or eccentrically (oval). In the eccentric version (oval), an additional groove has been worked into the plate to improve receiving the malleus handle. Variable - The implant body consists of two parts, a shortenable shaft that is firmly bound to the prosthesis bell, and a prosthesis plate that has been provided with a borehole in its underside. The borehole has been dimensionally designed in such a way that it can receive the shaft after the latter has been adapted lengthwise to the respective situation in the middle ear. The surface of the predefined contact point (upper side of implant plate and inner side of the bell) is roughened in order to facilitate better bonding to the eardrum resp. the stapes head. | Central Head with slitted Bell - shaft diam. 0.3mm, Length 0.5 - 3.5mm Offset Head with slitted Bell - shaft diam. 0.3mm, Length 0.5 - 3.5mm Central Head with Complete Bell - shaft diam. 0.3mm, Length 0.5 - 3.5mm Partial Titanium Implant with Separate Head, shaft 0 0.3 mm, Length 5.5-2.5mm (variable) Partial Titanium Implant with Separate Head, shaft 0 0.3 mm, Length 5.5-2.0mm (variable) | COREMED PTY LIMITED |  | Change to Group benefit
ET073 | 02 - Ear, Nose & Throat | Eclipse Malleus Piston | Malleus & Stapes: Nitinol, Fluoroplastic | Diamater 0.6mm: 5.5mm-8.00mm | ENDOTHERAPEUTICS PTY. LIMITED |  | Change to Group benefit
US033 | 02 - Ear, Nose & Throat | Passive Middle Ear Implant (partial tympanoplasty prosthesis and stapesplasty prosthesis) | The MED-EL passive middle ear implant – tympanoplasty and stapesplasty ossicular replacement prostheses are made of titanium with a bendable shaft (and headplate of the tympanoplasty prosthesis). MRI conditional up to 7.0 Tesla | mXACT, mCLIP, mCLIP ARC, mXACT PRO - FL 0.75-3.50mm; mAXIS(Ø 0.4/0.5/0.6 x FL 3.50-5.50mm), mLOOP (Ø 0.4/0.6 x FL 3.50-10.00mm), mZAM (Ø 0.4/0.5/0.6 x FL 3.50-5.50mm), mFIX (Ø 0.4/0.6 x FL 3.50-5.50mm), | MED-EL IMPLANT SYSTEMS AUSTRALASIA PTY LTD |  | Change to Group benefit
MI076 | 02 - Ear, Nose & Throat | Middle Ear Prostheses | Partial Ossicular Reconstruction Implant - malleus + incus | 0.6-2.5 x 2.2-8.8 x 3.5 -10mm | MEDTRONIC AUSTRALASIA PTY LTD |  | Change to Group benefit
OL088 | 02 - Ear, Nose & Throat | Ossicular Prosthesis - PORP | Shea Micron Monolithic | Various sizes | OLYMPUS AUSTRALIA PTY LTD |  | Change to Group benefit
OL093 | 02 - Ear, Nose & Throat | Ossicular Prosthesis - Incus/Stapes | a) Applebaum Incudostapedial Joint b) Goldenberg Incus c) Wehrs Incus (Single & Double Notch) d) Wehrs II Incus-Stapes (Single Notch) e) Kartush Incus-Stapes Strut f) Goldenberg Incus-Stapes g)Applebaum Incus Replacement System | a) small - large b) one size only c) short, average, medium d) short, average, medium, long e) short, medium, long f) one size only | OLYMPUS AUSTRALIA PTY LTD |  | Change to Group benefit
OL094 | 02 - Ear, Nose & Throat | Ossicular Prosthesis - PORP | Drum-to-Stapes Goldenberg Malleable Modified Off-Centered Sheehy Modified | Various | OLYMPUS AUSTRALIA PTY LTD |  | Change to Group benefit
UP002 | 02 - Ear, Nose & Throat | Partial Ossicle Replacement | a) TTP Tuebingen Type bell b) CliP Dresden Type c) Malleus d) Angular Plester e) Angular CliP f) TTP - Vario Bell TTP - Variac System, Partial g) CliP Partial FlexBAL h) Duesseldorf Type Partial | a) length 1.75 to 3.5mm b) length 1.75 to 3.5mm c) length 1.75 to 3.5mm d) length 2.25 or 3.25mm e) length 2.25 or 3.25mm f) one size g) length 1.75 to 3.5mm h) length 1.75 to 4.5mm | The Trustee for BRAXTON INVESTMENT FUND |  | Change to Group benefit
UP004 | 02 - Ear, Nose & Throat | Stapes | Stapes Prosthesis | Ø 0.4mm, Ø 0.5mm & Ø 0.6mm Lengths 3.50mm - 5.50mm | The Trustee for BRAXTON INVESTMENT FUND |  | Change to Group benefit
RC011 | 02 - Ear, Nose & Throat | TORP - Total Ossicular Replacement Prosthesis | Total implant made of titanium, for reconstructing a destroyed middle-air ossicular chain (chain of sound transmission) between the footplate of the stirrup bone and the plane of the eardrum. The implants are available in fixed length and adjustable versions for shortening. The implant can be subdivided into three areas: 1.) the implant shoe; 2.) the implant shaft; 3.) the perforated implant plate. The implant plate can be arranged centrically (round) towards the implant shaft or eccentrically (oval). In the eccentric version (oval, fixed length only), an additional groove has been worked into the plate to improve receiving the malleus handle. The surface of the predefined contact points (upper side of implant plate and implant shoe) is roughened in order to facilitate better bonding to the eardrum resp. the stapes footplate. To improve the adaptation of the implant plate to the plane of the eardrum, the angle between the implant plate and shaft can be optimally adapted because the shaft below the implant plate tapers off (onwards from a total length of 3.5 mm). The product is available in different lengths. The length information is stated both on the outer package as well as on the product’s sterile packaging. | Fixed Length Central Head shaft diam. 0.3 mm Length 3.00 mm Central Head shaft diam. 0.3 mm Length 3.50 mm Central Head shaft diam. 0.3 mm Length 4.00 mm Central Head shaft diam. 0.3 mm Length 4.25 mm Central Head shaft diam. 0.3 mm Length 4.50 mm Central Head shaft diam. 0.3 mm Length 4.75 mm Central Head shaft diam. 0.3 mm Length 5.00 mm Central Head shaft diam. 0.3 mm Length 5.50 mm Central Head shaft diam. 0.3 mm Length 6.00 mm Central Head shaft diam. 0.3 mm Length 6.50 mm Central Head shaft diam. 0.3 mm Length 7.00 mm Offset Head shaft diam. 0.3 mm Length 3.00 mm Offset Head shaft diam. 0.3 mm Length 3.50 mm Offset Head shaft diam. 0.3 mm Length 4.00 mm Offset Head shaft diam. 0.3 mm Length 4.25 mm Offset Head shaft diam. 0.3 mm Length 4.50 mm Offset Head shaft diam. 0.3 mm Length 4.75 mm Offset Head shaft diam. 0.3 mm Length 5.00 mm Offset Head shaft diam. 0.3 mm Length 5.50 mm Offset Head shaft diam. 0.3 mm Length 6.00 mm Offset Head shaft diam. 0.3 mm Length 6.50 mm Offset Head shaft diam. 0.3 mm Length 7.00 mm Shortenable Total Titanium Implant with Separate Shoe shaft diam. 0.4 mm Length 7.8-2.8 mm Total Titanium Implant with Separate Shoe shaft diam. 0.4 mm Length 7.8-2.3 mm Total Titanium Implant with Separate Shoe shaft diam. 0.4 mm Length 7.8-3.5 mm Total Titanium Implant with Separate Shoe shaft diam. 0.4 mm Length 7.8-3.0 mm Adjustable Titanium Implant with Separate Shoe, shaft diam. 0.4 mm Length 7.8-2.8 mm Adjustable Titanium Implant with Separate Shoe, shaft diam. 0.4 mm Length 7.8-2.3 mm | COREMED PTY LIMITED |  | Change to Group benefit
KG014 | 02 - Ear, Nose & Throat | ALTO Prosthesis | Adjustable Length Titanium Ossicular Chain Reconstruction Prosthesis | Head Size: 1.5mm x 2.5mm / 2mm x 2.5mm / 2mm x 3.3mm / 2.5mm x 3.5mm / 4mm x 3.25mm. Length: 0.75mm - 8.6mm. Distal Diameter: 0.4mm - 1.45mm. | KEVIN GRUNDY (IBD) PTY. LIMITED |  | Change to Group benefit
US034 | 02 - Ear, Nose & Throat | Passive Middle Ear Implant (total tympanoplasty prosthesis) | The MED-EL passive middle ear implant – tympanoplasty ossicular replacement prosthesis is made of titanium with a bendable shaft and headplate. MRI conditional up to 7.0 Tesla | mXACT (Offcenter and Center) and mXACT PRO - FL 3.00-7.00mm | MED-EL IMPLANT SYSTEMS AUSTRALASIA PTY LTD |  | Change to Group benefit
MI075 | 02 - Ear, Nose & Throat | Middle Ear Prostheses | Total Ossicular Reconstruction Implants | 0.6-0.8mm x 3.0-4.0mm x 7.0-8.0mm | MEDTRONIC AUSTRALASIA PTY LTD |  | Change to Group benefit
OL073 | 02 - Ear, Nose & Throat | Dornhoffer Prostheses | Hydroxyapetite head/HAPEX shaft PORP and TORP | 0.8mm Shaft Dia TORP, 1.3mm Shaft Diameter PORP | OLYMPUS AUSTRALIA PTY LTD |  | Change to Group benefit
OL092 | 02 - Ear, Nose & Throat | Ossicular Prosthesis - PORP/TORP | Black Spanner Strut Black Oval-Top PORP/Universal/TORP Micron Adjustable Titanium PORP/TORP Causse Modified TORP Fisch-Type TORP Shea TORP Sheehy Modified TORP Sheey TORP (Improved), Micron All Titanium Monolithic TOPR/PORP | Shaft diameter from 0.6mm to 4mm Length from 1.5m to 10.9mm | OLYMPUS AUSTRALIA PTY LTD |  | Change to Group benefit
UP001 | 02 - Ear, Nose & Throat | Total Ossicle Replacement | a) TTP Tuebingen Type Aerial Type b) TTB-Vario Aerial c) TTP Variac System Total d) Malleus Notch Prosthesis e) Regensburg Type Total Prosthesis f) Malleus Replacement g) Duesseldorf Type Total h) Omega Connector | a) Length - 3 to to 7mm b) one size only c) one size only d) Length - 3 to 7mm e) Length - 4 to 5mm f) one size only g) lengths - 3 to 7mm h) length - 0.5mm | The Trustee for BRAXTON INVESTMENT FUND |  | Change to Group benefit
MC269 | 02 - Ear, Nose & Throat | Medtronic Vent Tubes | Activent Antimicrobial Ventilation Tube | 1.02 - 1.27mm x 0.9 - 2.4mm | MEDTRONIC AUSTRALASIA PTY LTD |  | Change to Group benefit
MI077 | 02 - Ear, Nose & Throat | Medtronic Ventilation Tube | Medium to long term, antimicrobial vent tube | 1.02 - 1.52mm x 1.3-12.0mm | MEDTRONIC AUSTRALASIA PTY LTD |  | Change to Group benefit
OL086 | 02 - Ear, Nose & Throat | Ventilation Tube | Ultrasil Silicon Ventilation tube | Various sizes | OLYMPUS AUSTRALIA PTY LTD |  | Change to Group benefit
OL087 | 02 - Ear, Nose & Throat | Ventilation tube | PacifiC Ventilation tube | Various sizes | OLYMPUS AUSTRALIA PTY LTD |  | Change to Group benefit
OL090 | 02 - Ear, Nose & Throat | Ventilation tube | HydroxylVent tube | Various sizes | OLYMPUS AUSTRALIA PTY LTD |  | Change to Group benefit
JI007 | 02 - Ear, Nose & Throat | Aerstent | Nitinol Self Expanding Tracheal and Bronchial Stent. Nitinol Mesh, Silicone | Straight, J or Y Shaped, (10-24) mm diameter | INTERVENE MEDICAL PTY LTD |  | Change to Group benefit
VX001 | 03 - General Miscellaneous | SIR-Spheres including Delivery Apparatus | Biocompatible microspheres 20-60mm (microns) in diameter containing yttrium-90. Delivery apparatus is PVC tubing, ABS stopcocks, acrylic holders and stainless steel needles with PE hubs | One size only | SIRTEX MEDICAL LIMITED |  | Change to Group benefit
CL001 | 03 - General Miscellaneous | Advantage I-125 Pre-load | Advantage I-125 Pre-load consists of stranded Advantage I-125 seeds pre-loaded on prescription into brachytherapy needles specifically for treatment of an individual patient. They arrive sterile and pre-packaged ready for use in theatre | Stranded seeds are pre-loaded in brachytherapy needles in a prescribed configuration; up to 120 seeds | Alphaxrt Pty Ltd |  | Change to Group benefit
CL002 | 03 - General Miscellaneous | Advantage I-125 Seed | Advantage I-125 seeds are sealed radioactive sources containing Iodine-125 for interstitial brachytherapy | 3mm x 0.5mm silver rod within 4.5 x 0.8mm sealed titanium capsule, up to 120 seeds | Alphaxrt Pty Ltd |  | Change to Group benefit
BA252 | 03 - General Miscellaneous | BrachySource® I-125 Implant | BrachySource® Seeds supplied either loose, in Cartridges or needles or as a calibration source. Up to 120 seeds per patient. | Seeds are a 4.5mm x 0.8mm welded titanium capsule. | BARD AUSTRALIA PTY. LIMITED |  | Change to Group benefit
BA253 | 03 - General Miscellaneous | ReadyLink® Implant | BrachySource® Seed Implants in the ReadyLink® Delivery System. Up to 120 seeds per patient. | Seeds are 4.5mm x 0.8mm welded titanium capsule preconnected in user defined trains. | BARD AUSTRALIA PTY. LIMITED |  | Change to Group benefit
RQ078 | 03 - General Miscellaneous | TheraStrand Rx with AgX100 Brachytherapy Kit | The TheraStrand RX brachytherapy kit is prescription-loaded and supplied sterile. The prescription generally comprises 25 needles containing the brachytherapy I-125 sources (80-100 seeds) sequenced per the physician's treatment plan. All sources are of the same activity/strength. | The seed includes a silver rod with I 125 contained in a sealed titanium capsule of 4.5 mm length and 0.8 mm in diameter. | RQSOLUTIONS MEDICAL DEVICES DISTRIBUTION SUPPORT PTY LTD |  | Change to Group benefit
RQ079 | 03 - General Miscellaneous | I-Seed AgX100 Cartridge Brachytherapy Kit | The I-Seed AgX100 Cartridge brachytherapy kit comprises 8 or fewer cartridges (max. 20 seed) in a vertical seed magazine, VSM20. The kit is supplied sterile and is compatible with the Mick applicator. | The I-Seed AgX100 Cartridge Brachytherapy Kit generally contains 8 or fewer cartridges, each a max. 20 seeds, a total of 80-100 seeds. Each seed comprises a silver rod with the source within 4.5 x 0.8mm sealed titanium capsule. | RQSOLUTIONS MEDICAL DEVICES DISTRIBUTION SUPPORT PTY LTD |  | Change to Group benefit
BS370 | 03 - General Miscellaneous | TraceIT Gel System | TraceIT System is intended to create a temporary space within soft tissue during radiation therapy. | 3mL | BOSTON SCIENTIFIC PTY LTD |  | Change to Group benefit
RW003 | 03 - General Miscellaneous | Barrigel | Biodegrable gel of hyaluronic acid supplied in a 3ml syringe | 3ml | PALETTE LIFE SCIENCES AUSTRALIA PTY LTD |  | Change to Group benefit
BS368 | 03 - General Miscellaneous | SpaceOAR System | The SpaceOAR System consists of components for preparation of a synthetic, absorbable hydrogel spacer and a delivery mechanism packaged in a single kit. The hydrogel spacer creates a temporary space between the prostate and rectum during radiation therapy. | 10CC | BOSTON SCIENTIFIC PTY LTD |  | Change to Group benefit
BS369 | 03 - General Miscellaneous | TraceIT Gel System | TraceIT System is intended to create a temporary space within soft tissue during radiation therapy. | 10mL | BOSTON SCIENTIFIC PTY LTD |  | Change to Group benefit
BS388 | 03 - General Miscellaneous | SpaceOAR VUE System | The SpaceOAR VUE System is a radiotherapy protection spacer consisting of components for preparation of synthetic absorbable hydrogel spacer and a delivery mechanism packaged in a single kit. The hydrogel spacer creates a temporary space between the prostate and rectum during radiation therapy. The hydrogel is radiopaque for visibility under computed tomography (CT) and cone beam CT. | 10CC | BOSTON SCIENTIFIC PTY LTD |  | Change to Group benefit
RW004 | 03 - General Miscellaneous | Barrigel | Biodegradable gel of 9ml hyaluronic acid supplied in a kit of three 3 ml syringes | One size only | PALETTE LIFE SCIENCES AUSTRALIA PTY LTD |  | Change to Group benefit
BS371 | 03 - General Miscellaneous | DC Bead | Drug delivery embolisation system | 70-150, 100-300, 300-500, 500-700, 700-900 (microns) | BOSTON SCIENTIFIC PTY LTD |  | Change to ARTG
BS372 | 03 - General Miscellaneous | DC Bead M1 | Drug delivery embolization system | 70-150um | BOSTON SCIENTIFIC PTY LTD |  | Change to ARTG
BS373 | 03 - General Miscellaneous | DC Bead LUMI | Drug delivery embolisation system | 70-150 microns (black) 100-300 microns (yellow) | BOSTON SCIENTIFIC PTY LTD |  | Change to ARTG
AA008 | 03 - General Miscellaneous | Bioring Gastric Band Replacement Port | Bioring gastric band access port with catheter and connector | Diameter 34mm; height 10.4mm | Alliance Surgical |  | Change to Group benefit
GQ002 | 03 - General Miscellaneous | MiniMizer gastric band (injection port) | Adjustable Silicone band which is placed around the upper part of the stomach to reduce the volume and speed of intake of food. The injection port is used to inflate or deflate the gastric band therefore adjusting the diameter of the band. | Small or medium sized port. | BIG GREEN SURGICAL COMPANY PTY LIMITED |  | Change to Group benefit
ER683 | 03 - General Miscellaneous | RapidPort EZ Access Port Kit (replacement port) | Access Port Kit for LAP-BAND RapidPort EZ system, inclusive of accessories, i.e: needle-Band priming; needle- access port flushing (5”); molded end plug- Lap-Band; connector, tubing; tubin-silicone, 6% BaSO4; access port needle (3.5”). | one size | EMERGO ASIA-PACIFIC PTY. LIMITED |  | Change to Group benefit
ET056 | 03 - General Miscellaneous | Soft Basket Band. INFUSION PORT. | TITANIUM PORT | 9.8CMS/13.3CMS | ENDOTHERAPEUTICS PTY. LIMITED |  | Change to Group benefit
JJ444 | 03 - General Miscellaneous | Ethicon Endo-Surgery Gastric band sutureless port and applier | Implantable infusion port & locking connector for adjustable gastric band. Replacement port & locking connector for use with adjustable gastric band. | One size only | JOHNSON & JOHNSON MEDICAL PTY LTD |  | Change to Group benefit
LH413 | 03 - General Miscellaneous | Miband Access Port (replacement) | A device, metallic or non- metallic, implanted in a patient for a short or long-term delivery of fluid or medications to the vascular system or other anatomical region. The device consists of a housing, self-sealing septum and a catheter connection mechanism. The device may be implanted in a variety of anatomical locations. | Port Size - 10.6mm High, 24.7mm Base width- One Size only | LIFEHEALTHCARE PTY LIMITED |  | Change to Group benefit
DE694 | 03 - General Miscellaneous | Niti-S Nagi and Spaxus Pancreatic, Pseudocyst and Gall Bladder Drainage Stent | Fully Covered, self-expanding metal pancreatic pseudocyst intra-luminal drainage stent | Diameter: 8, 10,12,14,16mm Length: 1,2,3cm | DEVICE TECHNOLOGIES AUSTRALIA PTY. LTD. |  | Change to Group benefit
UK025 | 03 - General Miscellaneous | HANAROSTENT Pancreatic Stent | Pancreatic Covered Stent | Diameter 10-12mm, Length 20-40mm | The Trustee for Giorgios and Katarina Loizou Family Trust |  | Change to Group benefit
BS227 | 03 - General Miscellaneous | Flexima All-Purpose Drainage Catheter | All-purpose drainage catheters for abscesses and fluid collections. | Length up to 25cm | BOSTON SCIENTIFIC PTY LTD |  | Change to Benefit
WC315 | 03 - General Miscellaneous | Multipurpose Drainage Catheter | Catheter used in a variety of drainage applications | 8.5-14 Fr, Length: 15-60cm | WILLIAM A. COOK AUSTRALIA PTY. LTD. |  | Change to Benefit
BS250 | 03 - General Miscellaneous | Flexima Biliary Drainage Catheter | Biliary drainage catheters for drainage of the biliary tree | Length up to 35cm | BOSTON SCIENTIFIC PTY LTD |  | Change to Group benefit
CB017 | 03 - General Miscellaneous | Skater Biliary Drainage Catheter | Used for biliary drainage applications | Biliary Drainage Catheter w/Locking Pigtail 8Fx40cm, 10Fx40cm, 12Fx40cm Biliary Drainage Catheter w/Non-Locking Pigtail 8Fx40cm, 10Fx40cm, 12Fx40cm | Culpan Medical Pty Ltd |  | Change to Group benefit
WC317 | 03 - General Miscellaneous | Ultrathane Biliary Drainage Catheter | Used for biliary drainage applications. | 8.5-14 Fr, 40-60cm length | WILLIAM A. COOK AUSTRALIA PTY. LTD. |  | Change to Group benefit
ER650 | 03 - General Miscellaneous | Apollo Endosurgery X-Tack™ Endoscopic HeliX Tacking System | The X-Tack™ System is intended for approximation of soft tissue in minimally invasive gastroenterology procedures (e.g. closure and healing of ESD/EMR sites, and closing of fistula, perforation or leaks).using tensioned helical tacks. The X-Tack system comprises respective delivery systems for tacking and cinching; tethered stainless steel HeliX tacks; and a PEEK cinch system. 1. The delivery system is composed of biocompatible plastic and drives the HeliX tacks into the tissue. This is replaced with the PEEK cinching system when the defect is ready for compression. 2. The stainless steel HeliX tacks are placed around the defect with the tether providing compression when tensioned and so enabling closure. Compression is maintained using a PEEK cinch which terminates the closing construct. 3. The PEEK cinching system is a delivery system that deploys a PEEK plug/collar to the tethering system to ensure the tissue in the defect area remains compressed. | 160 and 235 cm | EMERGO ASIA-PACIFIC PTY. LIMITED |  | Change to Group benefit
ET067 | 03 - General Miscellaneous | OTSC Clip | The OTSC Clip is a superelastic Nitinol clip which compresses the tissue between its teeth. Therefore it enables hemostasis as well as closing of perforations | OTSC Clip is available in three sizes: 9mm, 10mm and 11mm | ENDOTHERAPEUTICS PTY. LIMITED |  | Change to Benefit
ET068 | 03 - General Miscellaneous | OTSC System | Has two components: 1. The OTSC Clip is a superelastic Nitinol clip which compresses the tissue between its teeth; enables hemostasis as well as closing performations. 2. Grasping and Anchoring Tool. Ovesco Twin Graspers – to approximate wound edges.. Ovesco Anchor- to grasp fibrous tissue or fistulas | OTSC Clip is available in three sizes: 9mm, 10mm and 11 mm. Ovesco Twin Graspers : 165mm or 220mm Ovesco Anchor: 165mm | ENDOTHERAPEUTICS PTY. LIMITED |  | Change to Group benefit
ET083 | 03 - General Miscellaneous | Full-Thickness Resection Device (FTRD) | The FTRD System Set is used for diagnostic and therapeutic full-thickness resection via flexible endoscopy in the colon and rectum. The FTRD System Set is designed to ensure that the transection of tissue happens only after the defect has been completely closed. | The FTRD clip is and 11mm nitinol clip. Also supplied with the FTRD marking probe (220cm) and FTRD Grasper (220cm). | ENDOTHERAPEUTICS PTY. LIMITED |  | Change to Group benefit
BA070 | 03 - General Miscellaneous | Bard Mesh | Flat mesh | 2.5x10cm, 4.5x10cm, 5x10cm, 6x13.7cm, 7.5x15cm, 10x15cm, 5x30.5cm | BARD AUSTRALIA PTY. LIMITED |  | Change to ARTG
AS174 | 03 - General Miscellaneous | Parietene™ Flat Sheet Mesh; Parietene™ Lightweight Mesh | Parietene™ flat sheet mesh is made of non-absorbable monofilament polypropylene 2-dimensional textile. Parietene™ lightweight mesh is made of non-absorbable monofilament polypropylene 2-dimensional textile. | 6 cm x 11 cm, 15 cm x 10 cm | MEDTRONIC AUSTRALASIA PTY LTD |  | Change to ARTG
BA223 | 03 - General Miscellaneous | Bard 3D Max Mesh | 3D Mesh | Extra Large Left, Extra Large Right | BARD AUSTRALIA PTY. LIMITED |  | Change to ARTG, Change to Group benefit
AS122 | 03 - General Miscellaneous | Parietene™ Flat Sheet Mesh; Parietene™ Lightweight Mesh | Parietene™ flat sheet mesh is made of non-absorbable monofilament polypropylene 2-dimensional textile. Parietene™ lightweight mesh is made of non-absorbable monofilament polypropylene 2-dimensional textile. | 20 cm x 20 cm | MEDTRONIC AUSTRALASIA PTY LTD |  | Change to ARTG
AS176 | 03 - General Miscellaneous | Parietene™ Flat Sheet Mesh; Parietene™ Lightweight Mesh | Parietene™ flat sheet mesh is made of non-absorbable monofilament polypropylene 2-dimensional textile. Parietene™ lightweight mesh is made of non-absorbable monofilament polypropylene 2-dimensional textile. | 15 cm x 15 cm | MEDTRONIC AUSTRALASIA PTY LTD |  | Change to ARTG
BA158 | 03 - General Miscellaneous | Bard Mesh | Flat Mesh | 25x35.5cm | BARD AUSTRALIA PTY. LIMITED |  | Change to Group benefit
JJ176 | 03 - General Miscellaneous | Prolene Mesh | Large polypropylene monofilament non absorbable mesh | 30cm x 30cm | JOHNSON & JOHNSON MEDICAL PTY LTD |  | Change to Group benefit
MN180 | 03 - General Miscellaneous | PROLENE™ Soft Polypropylene Mesh | Non-absorbable Synthetic Surgical Mesh | Size (cm) 30.5x35.6, 25x25; quantity/pack 3 | JOHNSON & JOHNSON MEDICAL PTY LTD |  | Change to Group benefit
AS123 | 03 - General Miscellaneous | Parietene™ Flat Sheet Mesh; Parietene™ Lightweight Mesh | Parietene™ flat sheet mesh is made of non-absorbable monofilament polypropylene 2-dimensional textile. Parietene™ lightweight mesh is made of non-absorbable monofilament polypropylene 2-dimensional textile. | 30 cm x 30 cm | MEDTRONIC AUSTRALASIA PTY LTD |  | Change to ARTG, Change to Group benefit
AS171 | 03 - General Miscellaneous | Parietex™ Hydrophilic 2D Mesh; Parietex™ Hydrophilic 3D Mesh | Parietex™ hydrophilic 2-dimensional mesh is made of non-absorbable multifilament polyester (polyethylene terephthalate) 2-dimensional textile. The mesh is available in two versions: a standard version and a rigid version. Parietex™ hydrophilic 3-dimensional mesh is made of non-absorbable multifilament polyester (polyethylene terephthalate) 3-dimensional textile. | 30 cm x 30 cm | MEDTRONIC AUSTRALASIA PTY LTD |  | Change to Group benefit
AA022 | 03 - General Miscellaneous | 4D VENTRAL COMPOSITE MESH | 4D VENTRAL COMPOSITE MESH | 30 X 50 CM | Alliance Surgical |  | Change to Group benefit
BA241 | 03 - General Miscellaneous | Ventralight ST | Bioresorbable Barrier/Permanent Mesh | 30.5 x 35.6cm oval | BARD AUSTRALIA PTY. LIMITED |  | Change to Group benefit
AS226 | 03 - General Miscellaneous | Symbotex Composite Mesh with pre placed suture | Non-absorbable three-dimensional polyester composite mesh with pre placed sutures. (Non absorbable pre-placed sutures are tied to the mesh. A died marking is positioned on the center of the textile and helps center and orient the mesh.) | Rectangular 42x32 cm, Rectangular 37x28 cm | MEDTRONIC AUSTRALASIA PTY LTD |  | Change to Group benefit
AS231 | 03 - General Miscellaneous | Symbotex Composite Mesh | Non-absorbable three-dimensional polyester composite mesh. On the opposite side, the absorbable hydrophilic film minimizes tissue attachment to the mesh in case of direct contact with the viscera. | Rectangular 42x32cm, Rectangular 37x28cm | MEDTRONIC AUSTRALASIA PTY LTD |  | Change to Group benefit
ER197 | 03 - General Miscellaneous | Anastoclips | Vessel Closure System (VCS) (8 and 15 cm shaft) | Small, Medium, Large, Extra Large | EMERGO ASIA-PACIFIC PTY. LIMITED |  | Change to Group benefit
ER283 | 03 - General Miscellaneous | AnastoClip GC | AnastoClip GC | Medium Large Extra Large Medium, with long applier Large, with long applier Extra Large, with long applier | EMERGO ASIA-PACIFIC PTY. LIMITED |  | Change to Group benefit
LM492 | 03 - General Miscellaneous | DermaClose | DERMACLOSE continuous external tissue expander | Multiple lengths to suit size of wound | LMT SURGICAL PTY LTD |  | Change to Group benefit
MZ010 | 03 - General Miscellaneous | ABRA Abdominal Wall Closure Set | Abdominal Wall Closure System, for primary closure of large full thickness retrated adbominal wounds. | For wounds up to 30cm long up 30cm across. | Medigroup Australia |  | Change to Group benefit
BB118 | 04 - Neurosurgical | Neuropatch Dura Substitute | Polyurethane | 1.5 x 3cm | B BRAUN AUSTRALIA PTY LTD |  | Change to Group benefit
IJ022 | 04 - Neurosurgical | Regenerative Dural Repair Patch (ReDuraTM) | Absorbable synthetic patch with biomimetic design. | Small | INNOVATIVE MEDCARE TECHNOLOGY PTY LTD | The the PL benefit is limited to use of the device for procedures related to dura defect repair in spinal and neurosurgical procedures only. | Change to Group benefit
BB357 | 04 - Neurosurgical | Lyoplant Onlay | Biological Onlay & Suturable Dura Substitute | 5 x 5cm and 2.5 x 7.5cm | B BRAUN AUSTRALIA PTY LTD |  | Change to Group benefit
IG040 | 04 - Neurosurgical | DuraGen | Collagen dural graft matrix | 2.5cm x 7.5cm | INTEGRA NEUROSCIENCES PTY LTD |  | Change to Group benefit
IG041 | 04 - Neurosurgical | DuraGen Plus | Collagen dural graft matrix | 2.5cm x 7.5cm | INTEGRA NEUROSCIENCES PTY LTD |  | Change to Group benefit
IG042 | 04 - Neurosurgical | DuraGen Suturable | Collagen dural graft matrix | 2.5cm x 7.5cm | INTEGRA NEUROSCIENCES PTY LTD |  | Change to Group benefit
IG043 | 04 - Neurosurgical | DuraGen | Collagen dural graft matrix | 5cm x 5cm | INTEGRA NEUROSCIENCES PTY LTD |  | Change to Group benefit
IG044 | 04 - Neurosurgical | DuraGen Plus | Collagen dural graft matrix | 5cm x 5cm | INTEGRA NEUROSCIENCES PTY LTD |  | Change to Group benefit
IG045 | 04 - Neurosurgical | DuraGen Suturable | Collagen dural graft matrix | 5cm x 5cm | INTEGRA NEUROSCIENCES PTY LTD |  | Change to Group benefit
MI081 | 04 - Neurosurgical | Durepair | Dura Substitute, Collagen | 1"-2" x 2"-3" | MEDTRONIC AUSTRALASIA PTY LTD |  | Change to Group benefit
SK493 | 04 - Neurosurgical | DuraMatrix | Resorbable Collagen Dura Substitute Membrane | 1" x 3" (2.5cm x 7.5cm) | STRYKER AUSTRALIA PTY LTD |  | Change to Group benefit
SK496 | 04 - Neurosurgical | DuraMatrix | Resorbable Collagen Dura Substitute Membrane | 2" x 2" (5cm x 5cm) | STRYKER AUSTRALIA PTY LTD |  | Change to Group benefit
BB359 | 04 - Neurosurgical | Lyoplant Onlay | Biological Onlay & Suturable Dura Substitute | 10 x 12.5cm | B BRAUN AUSTRALIA PTY LTD |  | Change to Group benefit
IG049 | 04 - Neurosurgical | DuraGen | Collagen Dural graft matrix | 10cm x 12.5cm | INTEGRA NEUROSCIENCES PTY LTD |  | Change to Group benefit
IG051 | 04 - Neurosurgical | DuraGen Suturable | Collagen dural graft matrix | 10cm x 12.5cm | INTEGRA NEUROSCIENCES PTY LTD |  | Change to Group benefit
IG059 | 04 - Neurosurgical | DURAGEN PLUS | Collagen Dural Graft Matrix | 10cm x 12.5cm | INTEGRA NEUROSCIENCES PTY LTD |  | Change to Group benefit
IG060 | 04 - Neurosurgical | DURAGEN PLUS | Collagen Dural Graft Matrix | 12.5cm x 17.5cm | INTEGRA NEUROSCIENCES PTY LTD |  | Change to Group benefit
MC754 | 04 - Neurosurgical | Durepair | Dura Substitute, Collagen | 4" x 5" | MEDTRONIC AUSTRALASIA PTY LTD |  | Change to Group benefit
SK494 | 04 - Neurosurgical | DuraMatrix | Resorbable Collagen Dura Substitute Membrane | 4" x 5" (10cm x 12.5cm), 5” x 7” (12.5cm x 17.5cm) | STRYKER AUSTRALIA PTY LTD | The PL benefit is limited to use of the device for procedures related to dura defect repair in spinal and neurosurgical procedures only. | Change to Group benefit
BX343 | 04 - Neurosurgical | HEMOPATCH SEALING HAEMOSTAT | HEMOPATCH is an absorbable collagen pad intended for sealing and hemostasis. HEMOPATCH is indicated as a hemostatic device and surgical sealant for procedures in which control of bleeding or leakage of other body fluids or air by conventional surgical techniques is either ineffective or impractical. HEMOPATCH may be used to close dural defects following traumatic injury, excision, retraction or shrinkage of the dura mater. | Medium 4.5cm X 4.5cm ( 3 pads per box) Large 4.5cm X 9cm (3 pads per box) | BAXTER HEALTHCARE PTY LTD | The prosthesis is only to be used in a surgical procedure described in item 39612, 39615, 39641, 39710 and 39712 in Group T8 of the Regulations. | Change to Group benefit
LH719 | 04 - Neurosurgical | TissuePatchDural 50* 25 | Self adhesive dural sealant | 50*25mm | LIFEHEALTHCARE PTY LIMITED | The PL benefit is limited to use of the device for procedures related to dura defect repair in spinal and neurosurgical procedures only. | Change to Group benefit
LH720 | 04 - Neurosurgical | TissuePatchDural 50 * 50 | Self adhesive dural sealant | 50*50mm | LIFEHEALTHCARE PTY LIMITED | The PL benefit is limited to use of the device for procedures related to dura defect repair in spinal and neurosurgical procedures only. | Change to Group benefit
LH721 | 04 - Neurosurgical | TissuePatchDural 50*100 | Self adhesive dural sealant | 50*100mm | LIFEHEALTHCARE PTY LIMITED | The PL benefit is limited to use of the device for procedures related to dura defect repair in spinal and neurosurgical procedures only. | Change to Group benefit
LH723 | 04 - Neurosurgical | TissuePatchDural 100*25 | Self adhesive dural sealant | 100*25mm | LIFEHEALTHCARE PTY LIMITED | The PL benefit is limited to use of the device for procedures related to dura defect repair in spinal and neurosurgical procedures only. | Change to Group benefit
IG017 | 04 - Neurosurgical | Precision Flow-OSV II Valve System | Lumbar peritoneal OSV11-Lumboperitoneal System Hydrocephalus Shunt | Lumber Catheter 80cm, F5 Peritoneal Catheter 110cm, F7 | INTEGRA NEUROSCIENCES PTY LTD |  | Change to Group benefit
IG168 | 04 - Neurosurgical | Codman Hakim Precision Valve, Right Angle Reservoir | features 5 operating pressures | 10, 40, 70, 100, and 130mmH2O | INTEGRA NEUROSCIENCES PTY LTD |  | Change to Group benefit
LH743 | 04 - Neurosurgical | Sophy Valves - hydrocephalic | Monopressure Valve with Antechamber or Burr-Hole Reservoir | 50 - 170mmH2O | LIFEHEALTHCARE PTY LIMITED |  | Change to Group benefit
MC530 | 04 - Neurosurgical | Hydrocephalus Shunt | Ventricular/Atrial, CSF Flow Control Shunts, Cont Small Valve | 38cm-90cm | MEDTRONIC AUSTRALASIA PTY LTD |  | Change to Group benefit
MC531 | 04 - Neurosurgical | Hydrocephalus Shunt | Ventricular/Peritoneal. CSF Flow Control Valves, BioGlide Contoured, Ventriculostomy Kit-E, Neonatal Delta Snap Shunt | 12mm-90cm | MEDTRONIC AUSTRALASIA PTY LTD |  | Change to Group benefit
MC647 | 04 - Neurosurgical | Delta Valve with Bioglide PSM range | CSF Flow Valve. Polypropylene and acetal plastic base. Silicone elastomer dome. Surface of valve bonded with hydrogel (Bioglide surface modification). | 36-40mm x 9-20mm (0.5-2.0) | MEDTRONIC AUSTRALASIA PTY LTD |  | Change to Group benefit
MC650 | 04 - Neurosurgical | Delta Shunt Assembly | Delta valve is a fixed CSF pressure valve, available in four performance levels. Includes an Integral (distal) Peritoneal Catheter, Disposable Peritoneal Catheter Passer, Female Luer Adapter and Prefill Tubing. | 90-120cm (0.5 - 2.0) | MEDTRONIC AUSTRALASIA PTY LTD |  | Change to Group benefit
MC651 | 04 - Neurosurgical | Delta Valve Assembly with Bioglide PSM range | CSF Flow Valves. Polypropylene and acetal plastic base. Silicone elastomer dome. Assembly system includes the valve, integral peritoneal catheter, female luer adapter and prefill tubing. Surface of the valve bonded with hydrogel (Bioglide surface modifica | 90-120cm (0.5, 1.0, 1.5, 2.0) | MEDTRONIC AUSTRALASIA PTY LTD |  | Change to Group benefit
BB322 | 04 - Neurosurgical | Aesculap-Miethke gravitational shunt (with catheter) | Single valve, (anti-siphon) gravitational shunt, titanium construction (MRI safe to 3 tesla), with incorporated distal catheter, supplied sterile | 23mm long , 4.6mm diameter, 5cmH2O - 40cmH2O, Catheter - di=1.2mm, do=2.5mm, 1200mm long | B BRAUN AUSTRALIA PTY LTD |  | Change to Group benefit
MC638 | 04 - Neurosurgical | Peritoneal Catheter PSM range with Bioglide | Translucent silicone elastomer with Barium impregnated stripe. Catheter surface bonded with Hydrogel. | 60-90cm | MEDTRONIC AUSTRALASIA PTY LTD |  | Change to Group benefit
MC639 | 04 - Neurosurgical | Ventricular Catheter PSM range with Bioglide | Translucent silicone elastomer with Barium impregnated stripe. Catheter surface bonded with Hydrogel. | 15-23cm | MEDTRONIC AUSTRALASIA PTY LTD |  | Change to Group benefit
SJ234 | 04 - Neurosurgical | Pocket Adaptor | IS-1 Pocket Adaptor | 25cm and 50cm | ABBOTT MEDICAL AUSTRALIA PTY LTD. |  | Change to ARTG
BS239 | 04 - Neurosurgical | Boston Scientific DBS Extension Kit | Deep brain stimulation extension kit | 55 & 95 cm | BOSTON SCIENTIFIC PTY LTD |  | Change to ARTG
ER612 | 04 - Neurosurgical | Alpha Omega NeuroProbe Microelectrodes | Alpha Omega Neuroprobe family of microtargeting electrodes; shielded, Sonus shielded or unshielded, various configurations, sterile | Length: 240-300 mm Microtip length: 2.5-27 mm | EMERGO ASIA-PACIFIC PTY. LIMITED |  | Change to Group benefit
ER647 | 04 - Neurosurgical | MicroTargeting Electrodes | Microtargeting mono- and bipolar- electrodes | 100-300mm | EMERGO ASIA-PACIFIC PTY. LIMITED |  | Change to Group benefit
MI073 | 04 - Neurosurgical | Medtronic MicroTargeting Electrodes | Microelectrodes used for intra-operative recording of neuronal activity for DBS | Various | MEDTRONIC AUSTRALASIA PTY LTD |  | Change to Group benefit
BS118 | 04 - Neurosurgical | Precision SCS Lead Blanks | Lead Blank | One Size Only | BOSTON SCIENTIFIC PTY LTD |  | Change to ARTG
MI445 | 04 - Neurosurgical | Neurostimulation System - Extensions | 1 x 8 Extension Kit Model 37081 | 20, 40 & 60cm | MEDTRONIC AUSTRALASIA PTY LTD |  | Change to ARTG
SJ283 | 04 - Neurosurgical | Epiducer - Lead Delivery System | Lead Delivery System | 13cm, 19cm | ABBOTT MEDICAL AUSTRALIA PTY LTD. |  | Change to ARTG
CB010 | 04 - Neurosurgical | Hydrocoils | Framing and filling coils with Hydrogel. | Diam: 1-24mm Length: 1-50cm | Culpan Medical Pty Ltd |  | Change to Group benefit
CB011 | 04 - Neurosurgical | Microplex Coils | Framing and filling coils | Diam: 1-24mm Length: 1-68cm | Culpan Medical Pty Ltd |  | Change to Group benefit
ME226 | 04 - Neurosurgical | Optima Coil System | Implantable embolization Coil comprised of platinum-tungsten alloy attached to a proximal stainless steel hypo-tube and distal body coil delivery pusher with a radiopaque distal positioning marker and a proximal fluorosafe marker. | Various sizes as attached. | GETZ HEALTHCARE PTY LTD |  | Change to Group benefit
JZ001 | 04 - Neurosurgical | Wallaby Avenir Coil System | Platinum alloy coils attached to an implant delivery pusher which delivers the coil to the treatment site. The pusher has a platinum iridium marker band to visualise coil position within a standard microcatheter which also has a radiopaque marker. | • 18-System Complex Framing Coils Diameter: 6mm – 25mm Length: 16cm – 60cm • 10-System Complex Framing Coils Diameter: 2mm – 10mm Length: 2cm – 34cm • 10-System Helical Filling Coils Diameter: 3mm – 10mm Length: 4cm – 30cm • 10-System Complex Finishing Coils Diameter: 1mm – 5mm Length: 2cm – 10cm • 10-System Helical Finishing Coils Diameter: 1mm – 6mm Length: 1cm – 10cm | HYDRIX SERVICES PTY LTD |  | Change to Group benefit
AS193 | 04 - Neurosurgical | Axium Detachable Coil System | Platinum alloy coils (including coils enlaced with PGLA filaments and Nylon Fibers) attached to a composite implant delivery pusher with a radiopaque positioning marker. The proximal end of the pusher is loaded into the Actuator which detaches the coil. | Diameter: 1.5 - 25mm; Length: 1 - 50cm | MEDTRONIC AUSTRALASIA PTY LTD |  | Change to Group benefit
MI240 | 04 - Neurosurgical | Axium Prime Detachable Coil - Extra Soft | Platinum alloy embolization coil attached to a composite implant delivery pusher with a radiopaque positioning marker and hand-held Instant Detacher, which when activated, mechanically detaches the coil from the delivery pusher tip. | 3D Shape: diameter 1 to 3.5 mm; length 2 to 10 cm; Volume 1.34 to 6.70 mm3 Helical Shape: diameter 1 to 3 mm; length 1 to 10 cm; Volume 0.67 to 6.70 mm3 | MEDTRONIC AUSTRALASIA PTY LTD |  | Change to Group benefit
PN003 | 04 - Neurosurgical | Penumbra Coil System / Penumbra Complex Standard Coil 400 | Frame configuration coil, three-dimensional complex shape, stiffest coil within the system, first coil to be placed, frames area of embolisation and holds subsequent coils within this zone. | Diameters: 3-24mm Lengths: 6-57cm | PENUMBRA NEURO AUSTRALIA PTY LTD |  | Change to Group benefit
PN004 | 04 - Neurosurgical | Penumbra Coil System / Penumbra Complex Soft Coil 400 | Fill configuration coil is used to fill empty space within the frame coil. The stiffness allows for a traumatic interaction with the aneurysm wall and primary packing of the occlusion site (aneurysm). | Diameters: 3-24mm Lengths: 6-57cm | PENUMBRA NEURO AUSTRALIA PTY LTD |  | Change to Group benefit
PN005 | 04 - Neurosurgical | Penumbra Coil System / Penumbra J Soft Coil 400 | Finish Coil Implant (J Soft) fills small empty pockets remaining within the occlusion site. The J shaped tip and stiffness allows the coils to manoeuvre and fill the remaining pockets after use of the primary Fill Coils. | Lengths: 1-15cm | PENUMBRA NEURO AUSTRALIA PTY LTD |  | Change to Group benefit
PN006 | 04 - Neurosurgical | Penumbra Coil System / Penumbra Curve Extra Soft 400 | The Soft Finish Coil Implant (Curve Extra Soft) is used for final packing of the aneurysm. The serpentine shape and the lowest stiffness allow the coils to manoeuvre and fill any remaining pockets after use of the other coil types. | Diameters: 2-4mm Lengths: 1-20cm | PENUMBRA NEURO AUSTRALIA PTY LTD |  | Change to Group benefit
PN009 | 04 - Neurosurgical | Penumbra Complex Extra Soft Coil 400 | The Soft Finish Coil Implants (Complex Extra Soft) are used for final packing of the aneurysm. The coil combines the shape of the complex standard coil, with the lowest stiffness of the Curve Extra Soft coil. The Soft Finish Coil Implants are available in varying diameters and lengths to accommodate physician need. | Secondary diameters: 2-4mm; Lengths: 2-10mm | PENUMBRA NEURO AUSTRALIA PTY LTD |  | Change to Group benefit
PN014 | 04 - Neurosurgical | Penumbra Smart Coil | The Penumbra Smart Coil System is comprised of the The Penumbra Smart Coil, a platinum embolization coil attached to a composite delivery pusher with a radiopaque positioning marker and the Penumbra Smart Coil Detachment Handle. | Standard: Diameter 3-18mm, Length 3-60cm; Soft: Diameter 1-14mm, Length 2-45cm; Extra Soft: Diameter 1-6mm, Length 1-20cm; Helical Extra Soft: Diameter 1-6mm, Length 1-20cm. | PENUMBRA NEURO AUSTRALIA PTY LTD |  | Change to Group benefit
RQ086 | 04 - Neurosurgical | Numen Coil Embolization System | The Medical Device consists of an implant coil attached to a delivery wire (pusher) within an introducer sheath. It is intended to endovascularly obstruct or occlude blood flow in vascular abnormalities of the neurovascular and peripheral vessels | Coil Length (cm)- 1.0-70.0. Coil Secondary Diameter (mm)- 1.0-24.0 | RQSOLUTIONS MEDICAL DEVICES DISTRIBUTION SUPPORT PTY LTD |  | Change to Group benefit
HW467 | 04 - Neurosurgical | Target Detachable Coils | Detachable Platinum coils | Coil Diameter: 1mm to 24mm Coil Length: 1cm to 50cm | STRYKER AUSTRALIA PTY LTD |  | Change to Group benefit
CB015 | 04 - Neurosurgical | V-Grip Detachment Controller | A battery powered device used to control detachment of an implantable embolisation coil from a delivery pusher. | One size only | Culpan Medical Pty Ltd |  | Change to Group benefit
ME227 | 04 - Neurosurgical | Optima XCEL Detachment Controller | The EXCEL Detachment Controller is used to detach the Pusher from the Coil after the coil is deployed, it is compatible with all Optima Coil configurations and is used to detach all coils needed for a single patient. | one size | GETZ HEALTHCARE PTY LTD |  | Change to Group benefit
AS197 | 04 - Neurosurgical | LRS Actuator | LRS Actuator is a sterile, hand held mechanical unit with a thumb slide that detaches the coil. When the slider is retracted while the pusher is loaded, it releases the coil into the targeted vaculature. Coils cannot be deployed without the use of the actuator. | Length 5.75", Diameter 1", Weight 28 grams | MEDTRONIC AUSTRALASIA PTY LTD |  | Change to Group benefit
PN008 | 04 - Neurosurgical | Penumbra Coil System / Penumbra Coil Detachment Handle | A single detachment handle which is compatible with all Penumbra Coil configurations and can be used to detach all coils needed for a single patient. | One size only | PENUMBRA NEURO AUSTRALIA PTY LTD |  | Change to Group benefit
PN015 | 04 - Neurosurgical | Penumbra Smart Coil Detachment Handle | The Penumbra Smart Coil System is comprised of the Penumbra Smart Coil and the Penumbra Smart Coil Detachment Handle. The SMART Coil Detachment Handle is a plastic handle used to mechanically detach the Penumbra SMART Coil Implant. The Detachment Handle is a sterile, single patient device | One size only | PENUMBRA NEURO AUSTRALIA PTY LTD |  | Change to Benefit
HW466 | 04 - Neurosurgical | InZone Detachment System | InZone Detachment System is specifically designed for use with the Target Detachable Coils | One size | STRYKER AUSTRALIA PTY LTD |  | Change to Group benefit
CB013 | 04 - Neurosurgical | Scepter Occlusion Balloon Catheter | Intravascular occlusion balloon catheter | Balloon diameter: 4mm Balloon lengths: 10 - 20mm | Culpan Medical Pty Ltd |  | Change to Group benefit
ME215 | 04 - Neurosurgical | Copernic RC | Venous remodelling balloon | Diameter: 8.0 - 10mm Balloon Length: 80mm Catheter Length: 160mm | GETZ HEALTHCARE PTY LTD |  | Change to Group benefit
AS198 | 04 - Neurosurgical | ev3 Occlusion Balloon Catheters | Single lumen balloon catheter to temporarily occlude the central lumen allowing inflation of the balloon during neurosurgical and vascular procedures. | 3-7mm diameter; 7-30mm length | MEDTRONIC AUSTRALASIA PTY LTD |  | Change to Group benefit
HW558 | 04 - Neurosurgical | TransForm Occlusion Balloon Catheters | The TransForm Occlusion Balloon Catheter consists of a single lumen catheter shaft with a balloon attached at the distal end. The balloon is available in a compliant version and a super compliant version. Radiopaque markers are located at the proximal and distal ends of the balloon to facilitate fluoroscopic visualization. The balloon catheter is recommended for use with a Stryker Neurovascular 0.014 in (0.36 mm) guidewire to seal the distal segment of the catheter lumen allowing inflation of the balloon. The guidewire can be moved distally or proximally once beyond the distal tip (seal portion) of the catheter and still maintain a positive seal for inflating the balloon. The distal outer segment of the catheter shaft is coated with a hydrophilic material that reduces friction during manipulation in the vessel. A luer fitting hub at the proximal end of the catheter is used for the attachment of accessories. | Effective Length: 150 cm Balloon Outer Diameter: 3 mm - 7 mm Balloon Nominal Length: 5 mm - 30 mm Maximum Catheter Shaft Outer Diameter: 2.8 F | STRYKER AUSTRALIA PTY LTD |  | Change to Group benefit
MH010 | 05 - Urogenital | Silhouette Ureteral Stent | The Silhouette Ureteric Stent is manufactured with a soft material that provides superior comfort. It has superior column strength through a coil-reinforced body providing effortless placement. The tight coils prevent migration. The smaller outside dia | Multiple French Sizes & Lengths | Applied Medical Australia Pty Ltd |  | Change to Group benefit
CT024 | 05 - Urogenital | PU-R Double Loop Ureteral Stents | Double Loop Ureteral Stents in Rigid Polyurethane, with pusher. With or without guidewire depending on the model. | Various in 4.8, 6, 7, 8Fr. Various in 24, 26, 28, 30cm lengths. Various in O/O or O/C. Various with or without guidewire. With either streerable or simple pusher | Coloplast Pty Ltd |  | Change to Group benefit
CT034 | 05 - Urogenital | PU-S Double Loop Ureteral Stents | Double Loop Ureteral Stents in Soft Polyurethane, with pusher and guidewire. | Various in 6 and 7Fr. Various in 24, 26, 28 cm lengths. Various in O/O or O/C. With either Steerable or simple pusher. | Coloplast Pty Ltd |  | Change to Group benefit
PY011 | 05 - Urogenital | Optimed Opti-J Stents | Dual Use directional Double J stent and delivery system. Can also be used as urinary diversion stent. | 4.5Fr to 8Fr Length: 22cm to 36cm | Pyramed Pty Limited |  | Change to Group benefit
MH013 | 05 - Urogenital | Paediatric Silhouette System Set | Coil reinforced body. SL-6 hydrophilic coating. UroWire 0.035" 3-in-1 guidewire with kink resistant nitinol core. Design divided into 3 sections: silver section (front end) floppy SL - 6 hydrophilic coating; Blue section (mid) super stiff PTFE (not hydrophilicaly coated); and Green section (back) flexible | 4F, 8 - 12cm | Applied Medical Australia Pty Ltd |  | Change to Group benefit
BS363 | 05 - Urogenital | Tria Ureteral Stent | Tria Firm, Tria Soft ureteral stent with attached suture | Diameters up to 8Fr & lengths up to 30cm | BOSTON SCIENTIFIC PTY LTD |  | Change to ARTG
CT026 | 05 - Urogenital | Biosoft Duo Double Loop Ureteral Stents | Biosoft Duo double loop ureteral stents supplied with simple or steerable pusher, with or without guidewire and with or without flush catheter depending on the model. Duration of Implantation: 12 months | 6 - 9 Fr 20 - 30 cm Either O/O or O/C | Coloplast Pty Ltd |  | Change to Group benefit
CT027 | 05 - Urogenital | Vortek Single Loop Ureteral Stents | Vortek Single Loop Ureteral Stents for drainage and urine collection | 6, 7, 8 Fr 90cm length | Coloplast Pty Ltd |  | Change to Group benefit
CT029 | 05 - Urogenital | Vortek Double Loop Ureteral Stents | Vortek Double Loop Ureteral Stents have a double layered structure which make them easy to insert over guidewire, the stiffness of each size has been adapted in order to keep the mechanical properties. | 4.8, 6, 7 & 8 Fr with steerable or simple pusher with or without guidewire O/O or O/C | Coloplast Pty Ltd |  | Change to Group benefit
CT030 | 05 - Urogenital | Biosoft Minute Stent | Biosoft minute double loop ureteral stent. Ready to use; the stent is in place over the guidewire and connected to the steerable pusher. Duration of implantation: 6 months. | 6 - 8 Fr 24 - 30 cm length | Coloplast Pty Ltd |  | Change to Group benefit
CT031 | 05 - Urogenital | Vortek TUMOR STENT Double loop ureteral stent | Vortek Tumor Stent is reinforced with stiffness of material offering excellent resistance to compression. | 7-8Fr 26-30cm in length | Coloplast Pty Ltd |  | Change to Group benefit
CT032 | 05 - Urogenital | Silicone Double Loop Ureteral Stent | Silicone Double Loop Ureteral Stent with guidewire and pusher | 6 - 8Fr 16cm - 30cm | Coloplast Pty Ltd |  | Change to Group benefit
CT035 | 05 - Urogenital | Vortek Hydro-Coated Double Loop Ureteral Stents | Vortek Hydro-Coated Double Loop Ureteral Stents with simple or steerable pusher and with or without guidewire | 4.8 - 7Fr 22 - 30cm lengths | Coloplast Pty Ltd |  | Change to Group benefit
OL078 | 05 - Urogenital | Ureteral Stents | Diversion Stent, silicone | 7 - 8.5 F x 90cm | OLYMPUS AUSTRALIA PTY LTD |  | Change to Group benefit
TX003 | 05 - Urogenital | DD Ureteric Tumor Stent Set | Open/Closed end with introducer and guide wire, Polyurethane | 20 - 28cm | TELEFLEX MEDICAL AUSTRALIA PTY LTD |  | Change to Group benefit
WC273 | 05 - Urogenital | Ureteric Stent Set | Set includes soft Aqueous Coated (AQ) ureteric stent, positioner, with or without wire guide | Multiple French Sizes and Lengths | WILLIAM A. COOK AUSTRALIA PTY. LTD. |  | Change to Group benefit
ET055 | 05 - Urogenital | Memokath Ureteric Stent | Memokath Model 051CW. | 30mm - 200mm | ENDOTHERAPEUTICS PTY. LIMITED |  | Change to Group benefit
MB016 | 05 - Urogenital | Allium Ureteral Stent | Round Nitinol stent with copolymer covering and supplied premounted on a delivery tool. Intended to be inserted into the lower ureter to allow free flow of urine from the kidney to the bladder. | 8mm x 100mm, 8mm x 120mm, 10mm x 100mm, 10mm x 120mm | MD SOLUTIONS AUSTRALASIA PTY LTD |  | Change to Group benefit
MB028 | 05 - Urogenital | Allium URS Long Ureteral stent | Fully covered, flexible, extra long ureteral stent | 9 mm diameter 200 mm length | MD SOLUTIONS AUSTRALASIA PTY LTD |  | Change to Group benefit
PY030 | 05 - Urogenital | Taewoong ePTFE covered dual nitinol ureteral/urethral stent | Taewoong ePTFE covered dual nitinol ureteral/urethral stent | Diameter: 6mm to 16mm Length: 4cm to 20cm | Pyramed Pty Limited |  | Change to Group benefit
BS094 | 05 - Urogenital | Contour VL; Stretch VL Flexima; Ureteral Stents | Ureteral stent with attached suture | Diameters up to 14Fr & lengths up to 40cm | BOSTON SCIENTIFIC PTY LTD |  | Change to Group benefit
WJ001 | 05 - Urogenital | Roca Multi-Length | Soft / Firm Ureteral Stent & Simple / Connectable Pusher & Without / With GuideWire | 4.8Fr / 6Fr / 7Fr ( 22cm-32cm ) | CIME PTY LTD |  | Change to Group benefit
CT023 | 05 - Urogenital | Biosoft Duo Multi Length Hydro-Coated Ureteral Stents | Biosoft Duo Multi Length Hydro-Coated Stents for drainage of upper urinary tract. | 4.8, 6. 7 Fr | Coloplast Pty Ltd |  | Change to Group benefit
OL076 | 05 - Urogenital | Ureteral Stents | Single J Ureteric Stent, silicone | 7 - 8.5 F x 90cm | OLYMPUS AUSTRALIA PTY LTD |  | Change to Group benefit
OL077 | 05 - Urogenital | Ureteral Stents | Double J Ureteric stent, silicone | 6-8.5 F, 12 - 30 cm | OLYMPUS AUSTRALIA PTY LTD |  | Change to Group benefit
OL080 | 05 - Urogenital | Ureteral Stents | Tecoflex polymer, hydrophilic coating/PTFE coating | 4.5F-8.5F x length 8 - 32cm | OLYMPUS AUSTRALIA PTY LTD |  | Change to Group benefit
WC002 | 05 - Urogenital | Sof-Flex Multi-length Ureteric Stent Set | Set includes Stent, Wire, Positioner | Multiple French Sizes, Multi-length | WILLIAM A. COOK AUSTRALIA PTY. LTD. |  | Change to Group benefit
WC003 | 05 - Urogenital | Sof-Flex Multi-length Ureteric Stent Set | Stent and Positioner only | Multiple French Sizes, Multi-length | WILLIAM A. COOK AUSTRALIA PTY. LTD. |  | Change to Group benefit
WC035 | 05 - Urogenital | Ureteric Stent Set | Set includes Aqueous Coated (AQ) firm multilength ureteric stent, positioner, with or without wire guide | Multiple French Sizes, Multi-Length | WILLIAM A. COOK AUSTRALIA PTY. LTD. |  | Change to Group benefit
WC104 | 05 - Urogenital | Cook Ureteral Stent - Sof-Flex Double Pigtail Stent Set - Special | Radiopaque Sof-Flex Stent, Stainless Steel Wire Guide, Radiopaque Polyurethane Catheter and Radiolucent Vinyl Positioner | Multiple French Sizes and Lengths | WILLIAM A. COOK AUSTRALIA PTY. LTD. |  | Change to Group benefit
WC150 | 05 - Urogenital | Sof-Flex Double Pigtail Ureteric Stent Set | Set includes: Stent, Wire, Positioner | Multiple French Sizes and Lengths | WILLIAM A. COOK AUSTRALIA PTY. LTD. |  | Change to Group benefit
WC272 | 05 - Urogenital | Ureteric Stent Set | Set includes soft Aqueous Coated (AQ) ureteric stent, positioner, with or without wire guide | Multiple French Sizes, multi-length | WILLIAM A. COOK AUSTRALIA PTY. LTD. |  | Change to Group benefit
CT007 | 05 - Urogenital | Genesis Penile Prosthesis (Resist Coated) | Malleable Penile Prosthesis (Resist Coated) | Dia: 9.5 mm (14 - 23cm lengths), Dia: 11mm (16 - 25cm lengths), Dia: 13mm (18 - 27cm lengths) | Coloplast Pty Ltd |  | Change to Group benefit
VO004 | 05 - Urogenital | Rigi10 - Hydrophilic Malleable Penile Prosthesis | Hydrophilic Malleable Penile Prosthesis | 9mm x 23cm, 10mm x 23cm, 11mm x 25cm, 12mm x 25cm, 13mm x 25cm, 14mm x 25cm. | RIGICON PTY LTD |  | Change to Group benefit
BA250 | 05 - Urogenital | Navarre Drainage Catheter | A drainage catheter intended for use for Nephrostomy applications either by direct stick or modified seldinger technique. | 6-12 French, Length: 15-40cm | BARD AUSTRALIA PTY. LIMITED |  | Change to Group benefit
BS228 | 05 - Urogenital | Flexima Nephrostomy Catheter | Urinary drainage catheters for internal and external drainage of the urinary tract. | Length up to 25cm | BOSTON SCIENTIFIC PTY LTD |  | Change to Group benefit
CB018 | 05 - Urogenital | Skater Nephrostomy Drainage Catheter | A drainage catheter intended for use for Nephrostomy applications either by direct stick or modified seldinger technique. | 6 - 14 Fr | Culpan Medical Pty Ltd |  | Change to Group benefit
ME216 | 05 - Urogenital | NEPHRO-CATH Nephrostomy Drainage Catheter | Nephrostomy Drainage Catheter | Diameters: 8fr to 14fr sizes; Lengths 27cm through to 29cm | GETZ HEALTHCARE PTY LTD |  | Change to Group benefit
WC291 | 05 - Urogenital | Dawson-Mueller Drainage Catheter | A drainage catheter intended for use for Nephrostomy applications either by direct stick or modified seldinger technique. | 5-14 Fr, Length: 15-25cm | WILLIAM A. COOK AUSTRALIA PTY. LTD. |  | Change to Group benefit
HW861 | 06 - Specialist Orthopaedic | INVISION Talar Augment | Talar Augment | 15, 20, 25, 30, 35mm Diameter; 6mm and 10mm Depth | STRYKER AUSTRALIA PTY LTD |  | Change to Group benefit
HW862 | 06 - Specialist Orthopaedic | INVISION Talar Plate | Talar Plate | Sizes 1 – 5, Left or right, standard or long, 3mm, 6mm | STRYKER AUSTRALIA PTY LTD |  | Change to Group benefit
HW980 | 06 - Specialist Orthopaedic | INBONE II Total Ankle System: Tibial Stem Extender | Modular Tibial Segments | 12mm, 14mm, 16mm, 18mm | STRYKER AUSTRALIA PTY LTD |  | Change to Group benefit
DD059 | 06 - Specialist Orthopaedic | RSP Monoblock Humeral Stem Cemented | RSP Monoblock Humeral Stem cemented | 6 x 101mm, 7 x 101mm, 8 x 101mm, 10 x 101mm, 12 x 101mm 6 x 175mm, 8 x 175mm,10 x 175mm, 12 x 175mm | DJO GLOBAL PTY LTD |  | Change to Group benefit
JJ971 | 06 - Specialist Orthopaedic | DELTA Xtend | Monoblock Humeral Stem | 8-14mm | JOHNSON & JOHNSON MEDICAL PTY LTD |  | Change to Group benefit
MA526 | 06 - Specialist Orthopaedic | Affinis Inverse Stem, cemented | Humeral component - cemented. Monoblock primary stem for reverse inlay | 6,9,12,15mm | Mathys Orthopaedics Pty Limited |  | Change to Group benefit
MA528 | 06 - Specialist Orthopaedic | Affinis Inverse revision stem, cemented | Monoblock Revision Humeral Stem | 6x180 to 12x230mm | Mathys Orthopaedics Pty Limited |  | Change to Group benefit
HW874 | 06 - Specialist Orthopaedic | Aequalis Reversed fracture-standard | Monobloc Humeral Stem CoCr cemented | Length 130mm Dia 7 9 11 13 15 | STRYKER AUSTRALIA PTY LTD |  | Change to Group benefit
HW875 | 06 - Specialist Orthopaedic | Aequalis Reversed Fracture Shoulder - Revision | Monobloc Humeral Stem CoCr and HA coated proximally | Length 170, 180 or 210mm Dia 7 9 11 13mm | STRYKER AUSTRALIA PTY LTD |  | Change to Group benefit
JJ554 | 06 - Specialist Orthopaedic | DELTA Xtend | Delta Xtend CTA Head Extended Lip | 48 + 52; 21, 26mm | JOHNSON & JOHNSON MEDICAL PTY LTD |  | Change to Group benefit
JJ965 | 06 - Specialist Orthopaedic | Global Shoulder System | Humeral heads | 40–56mm | JOHNSON & JOHNSON MEDICAL PTY LTD |  | Change to ARTG
JJ970 | 06 - Specialist Orthopaedic | Global Shoulder System | CTA humeral head; Advantage, AP | Sizes 44-56mm | JOHNSON & JOHNSON MEDICAL PTY LTD |  | Change to Group benefit
LC181 | 06 - Specialist Orthopaedic | SMR CTA Humeral Head | CTA Humeral Head CoCRMo | 42 - 54mm | Lima Orthopaedics Australia Pty Ltd |  | Change to Group benefit
FA029 | 06 - Specialist Orthopaedic | Equinoxe Glenoid, Cage Pegged | UHMWPE component with Ti Alloy peripheral pegs and a Ti Alloy & Ti plasma-coated central peg. It is used to replace the Glenoid during total shoulder arthroplasty. This component is to be used with the Equinoxe total shoulder replacement. | small, medium, large, X-Large | EXACTECH AUSTRALIA PTY LTD |  | Change to Group benefit
JJ974 | 06 - Specialist Orthopaedic | Delta Shoulder System | Metaglene | Standard, Revision, +10 to +15mm | JOHNSON & JOHNSON MEDICAL PTY LTD |  | Change to ARTG
EX062 | 06 - Specialist Orthopaedic | Equinoxe Reverse Torque Definition Screw Kit | Reverse Torque Definition Screw with Drive | One size only | EXACTECH AUSTRALIA PTY LTD |  | Change to Group benefit
EX065 | 06 - Specialist Orthopaedic | Equinoxe Torque Definition Screw Kit. | Torque Definition Screw with Drive. | One size only. | EXACTECH AUSTRALIA PTY LTD |  | Change to Group benefit
MA531 | 06 - Specialist Orthopaedic | Affinis Fixation Screw | Fixation Screw Long | one size only | Mathys Orthopaedics Pty Limited |  | Change to Group benefit
EX064 | 06 - Specialist Orthopaedic | Equinoxe Reverse Shoulder Humeral Adapter Tray. | Reverse humeral adapter tray. | +0mm, +5mm, +10mm, +15mm | EXACTECH AUSTRALIA PTY LTD |  | Change to Group benefit
DZ058 | 06 - Specialist Orthopaedic | F1 Proximal Femoral Nail | F1 Femoral Nail, Titanium | 170mm, 200mm 120deg, 125deg, 130deg | AUSTRALIAN ORTHOPAEDIC FIXATIONS PTY LTD |  | Change to Group benefit
GW051 | 06 - Specialist Orthopaedic | WEGO Nailing Systems | Femoral Nail | ≤ 200mm | EQUINOX MEDICAL PTY LTD |  | Change to Group benefit
SY790 | 06 - Specialist Orthopaedic | AO/ASIF Intramedullary Nails | Femoral Nail | 9-15mm D <220mm length | JOHNSON & JOHNSON MEDICAL PTY LTD |  | Change to Group benefit
JD015 | 06 - Specialist Orthopaedic | Proximal Femur Nails | Nails | Diameter 11mm Proximal Diameter 17mm <220mm length | JOI ORTHOPAEDICS PTY LTD |  | Change to Group benefit
OX049 | 06 - Specialist Orthopaedic | CLAVO™ Proximal Femoral Rotational-Stability Nail, Extra-Small/Small, 130° | Femoral Nail | 9-12 mm D <220mm length | MERIL AUSTRALIA PTY LTD |  | Change to Group benefit
SN763 | 06 - Specialist Orthopaedic | IMHS CP | Intramedullary Hip Nail, stainless steel | 10 - 16mm x 19.5cm left and right | SMITH & NEPHEW PTY LIMITED |  | Change to Group benefit
SN838 | 06 - Specialist Orthopaedic | Trigen InterTAN Nail | Nail, Titanium | diameter 10-13mm length 18-46cm Angle 125°-135° | SMITH & NEPHEW PTY LIMITED |  | Change to Group benefit
SK246 | 06 - Specialist Orthopaedic | Gamma LN | Standard - Titanium | 120, 125, 130 Deg; Diameter 9-13mm; Length 170mm | STRYKER AUSTRALIA PTY LTD |  | Change to Group benefit
SQ158 | 06 - Specialist Orthopaedic | PediNail Platform | Pediatric Nailing Platform Femur | 7mm x 200mm Child Left, Right | Surgical Specialties Pty Limited |  | Change to Group benefit
BH313 | 06 - Specialist Orthopaedic | Affixus Hip Fracture Nail System | Short Hip fracture nails | 9-13mm diameter, 180mm length | ZIMMER BIOMET PTY LTD |  | Change to Group benefit
ZI723 | 06 - Specialist Orthopaedic | Zimmer Natural Nail System | Cephalomedullary, Short Nails, Titanium | 10mm to 14.5mm (in 1.5mm increments) x 21.5cm 125 to 135 CCD (in 5 CCD increments) Left and Right. | ZIMMER BIOMET PTY LTD |  | Change to Group benefit
DZ007 | 06 - Specialist Orthopaedic | F3 Femoral Nail | F3 Femoral Nail Titanium | Length 320mm to 440mm, left and right | AUSTRALIAN ORTHOPAEDIC FIXATIONS PTY LTD |  | Change to Group benefit
DZ067 | 06 - Specialist Orthopaedic | F1 Proximal Femoral Nail | F1 Femoral Nail - Long | 340mm - 460mm 120deg, 125deg, 130deg | AUSTRALIAN ORTHOPAEDIC FIXATIONS PTY LTD |  | Change to Group benefit
GW052 | 06 - Specialist Orthopaedic | WEGO Nailing Systems | Femoral Nail | ≥220mm | EQUINOX MEDICAL PTY LTD |  | Change to Group benefit
SY791 | 06 - Specialist Orthopaedic | AO/ASIF Intramedullary Nails | Femoral Nail | 9-15mm D ≥ 220mm length | JOHNSON & JOHNSON MEDICAL PTY LTD |  | Change to Group benefit
JD016 | 06 - Specialist Orthopaedic | Proximal Femur Nail | Femoral Nail | Diameter 11mm Proximal Diameter 17mm Length ≥220mm | JOI ORTHOPAEDICS PTY LTD |  | Change to Group benefit
OX055 | 06 - Specialist Orthopaedic | CLAVO™ Proximal Femoral Rotational-Stability Nail, Standard/ Long, Left/ Right, 130°. | Femoral Nail | 9-12mm D ≥ 220mm length | MERIL AUSTRALIA PTY LTD |  | Change to Group benefit
SL065 | 06 - Specialist Orthopaedic | Trigen | Femoral Nail, Titanium | 9, 10, 11.5 & 13mm diameter | SMITH & NEPHEW PTY LIMITED |  | Change to Group benefit
SN521 | 06 - Specialist Orthopaedic | TriGen | Femoral Nail | 8-18mm D ≥ 220mm length | SMITH & NEPHEW PTY LIMITED |  | Change to Group benefit
SN764 | 06 - Specialist Orthopaedic | IMHS CP | Intramedullary Hip Nail, stainless steel | 10 - 14mm x 32 - 44cm left and right | SMITH & NEPHEW PTY LIMITED |  | Change to Group benefit
SK214 | 06 - Specialist Orthopaedic | Stryker Trauma Locking Nail System | Reconstruction Nail | Recon Nail Left/RightDiameter 9-15mm, Length 240-480mm | STRYKER AUSTRALIA PTY LTD |  | Change to Group benefit
SK244 | 06 - Specialist Orthopaedic | Stryker Intramedullary Nailing System | Gamma Long | 120, 125, 130 Deg; Diameter 9-15mm; Length 240-480mm | STRYKER AUSTRALIA PTY LTD |  | Change to Group benefit
SQ086 | 06 - Specialist Orthopaedic | PediNail System | Intramedullary Femoral Nail | 7-10mm x 12-42cm Left, Right | Surgical Specialties Pty Limited |  | Change to Group benefit
SQ157 | 06 - Specialist Orthopaedic | PediNail Platform | Pediatric Nailing Platform Femur | 7-12mm x 220-420mm Left, Right Child, Adolescent | Surgical Specialties Pty Limited |  | Change to Group benefit
BH314 | 06 - Specialist Orthopaedic | Affixus Hip Fracture Nail System | Long Hip fracture nails | 9-15mm diameter, 260-460mm length | ZIMMER BIOMET PTY LTD |  | Change to Group benefit
ZI715 | 06 - Specialist Orthopaedic | Zimmer Natural Nail System | Cephalomedullary, Femoral Long Nails, Titanium | 10mm to 14.5mm (in 1.5mm increments) x 30 to 48cm (in 2cm increments) x 125 & 130 CCD Left and Right. | ZIMMER BIOMET PTY LTD |  | Change to Group benefit
ZI722 | 06 - Specialist Orthopaedic | Zimmer Natural Nail System | Antegrade Femoral Nails, Greater Trochanter, Titanium | 8 to 14mm x 24 to 48cm (in 2cm increments) Left and Right | ZIMMER BIOMET PTY LTD |  | Change to Group benefit
AX020 | 06 - Specialist Orthopaedic | S2 Nail System | Cannulated supracondylar nail, stainless steel | 11/13mm x 160-380mm | Austofix |  | Change to Group benefit
DZ064 | 06 - Specialist Orthopaedic | S2 Nail System | Cannulated supracondylar nail, stainless steel | 11/13mm x 160-380mm | AUSTRALIAN ORTHOPAEDIC FIXATIONS PTY LTD |  | Change to Group benefit
MN299 | 06 - Specialist Orthopaedic | AO/ASIF Intramedullary Nails | Retrograde Femoral Nail | 9-15mm / 160-420mm Length | JOHNSON & JOHNSON MEDICAL PTY LTD |  | Change to Group benefit
JD019 | 06 - Specialist Orthopaedic | Femoral Nail | Femoral Nail | Diameter 10 - 12mm | JOI ORTHOPAEDICS PTY LTD |  | Change to Group benefit
SN522 | 06 - Specialist Orthopaedic | TriGen | Femoral nail | 8.5-13mm x 15-50cm | SMITH & NEPHEW PTY LIMITED |  | Change to Group benefit
SK202 | 06 - Specialist Orthopaedic | Stryker Trauma Locking Nail System | SCN | Diameter 8mm - 15mm, Length 170mm - 480mm | STRYKER AUSTRALIA PTY LTD |  | Change to Group benefit
ZI721 | 06 - Specialist Orthopaedic | Zimmer Natural Nail System | Retrograde Femoral Nail - Titanium | 10mm to 13mm x 16, 20, 24, 28, 30, 32, 34, 36, 38, 40, 42, 44cm Universal. | ZIMMER BIOMET PTY LTD |  | Change to Group benefit
HU149 | 06 - Specialist Orthopaedic | Fibulock, Fibular Nail System | Fibular Nail for Fibular Fracture Fixation | 4 Sizes (Left & Right Side Specific) | ARTHREX AUSTRALIA PTY LTD |  | Change to Group benefit
DZ012 | 06 - Specialist Orthopaedic | Austofix Femoral and Tibial Nailing System | Universal Tibial Nail (UTN) 4.0/4.8, stainless steel or titanium | Diameter 8 – 11mm, Lengths 260mm – 420mm | AUSTRALIAN ORTHOPAEDIC FIXATIONS PTY LTD |  | Change to Group benefit
PB078 | 06 - Specialist Orthopaedic | Mini Nailing System | Mini Nailing System | Diameter 3mm - 4mm, Length 130mm - 230mm | AUSTRALIAN PACIFIC MEDICAL PTY LTD |  | Change to Group benefit
GW002 | 06 - Specialist Orthopaedic | WEGO Nailing Systems | Tibial Nail | > 220mm | EQUINOX MEDICAL PTY LTD |  | Change to Group benefit
SY788 | 06 - Specialist Orthopaedic | AO/ASIF Intramedullary Nails | Tibial Nail | 7-19; 200-600mm | JOHNSON & JOHNSON MEDICAL PTY LTD |  | Change to Group benefit
JD020 | 06 - Specialist Orthopaedic | Tibial Nail | Tibial Nail | 10 - 11mm diameter | JOI ORTHOPAEDICS PTY LTD |  | Change to Group benefit
MO280 | 06 - Specialist Orthopaedic | Acumed Fibula Rod System | Intramedullary Nail, fibula lower limb specific | 3.00mm & 3.6mm diameter left and right specific rods with lengths of 110mm, 145mm, 180mm | Medical & Optical Instruments Australia Pty Ltd |  | Change to Group benefit
SN841 | 06 - Specialist Orthopaedic | Trigen META | Metaphyseal Nail, Titanium | 8.5-13mm 15x50cm | SMITH & NEPHEW PTY LIMITED |  | Change to Group benefit
HW536 | 06 - Specialist Orthopaedic | Stryker Intermedullary Nailing System | Femoral Nails | 7-15mm Diameter , 140 to 480 lengths | STRYKER AUSTRALIA PTY LTD |  | Change to Group benefit
HW537 | 06 - Specialist Orthopaedic | Stryker Intramedullary Nailing System | Tibial nails | 8-15mm Diameter, 240- 420mm lengths | STRYKER AUSTRALIA PTY LTD |  | Change to Group benefit
ZI719 | 06 - Specialist Orthopaedic | Zimmer Natural Nail System | Tibial Nails - Titanium | 8.3mm; 9.3mm; 10mm; 11mm; 12mm; 14mm x 24 to 44cm in 2cm increments | ZIMMER BIOMET PTY LTD |  | Change to Group benefit
VK051 | 06 - Specialist Orthopaedic | Orthofix AHN | Hindfoot Fusion Nailing System, titanium. | 10, 11, 12mm diameter. 150 - 300mm length. | Akva Surgical Pty Ltd |  | Change to Group benefit
HU356 | 06 - Specialist Orthopaedic | DualCompression Hindfoot Nail | Hindfoot Nail for Arthrodesis | Diameters: 10.5mm, 11.5mm, 12.5mm Lengths: 180mm, 210mm, 240mm, 300mm | ARTHREX AUSTRALIA PTY LTD |  | Change to Group benefit
PB074 | 06 - Specialist Orthopaedic | Ankle Arthrodesis Nail | Ankle Arthrodesis Nail | 10mm - 12mm diameter | AUSTRALIAN PACIFIC MEDICAL PTY LTD |  | Change to Group benefit
SY130 | 06 - Specialist Orthopaedic | AO/ASIF Arthrodesis system | Arthrodesis | 26 - 240mm | JOHNSON & JOHNSON MEDICAL PTY LTD |  | Change to Group benefit
JD010 | 06 - Specialist Orthopaedic | Ankle Arthrodesis Nail | Arthrodesis Nail | 10 & 12mm diameter | JOI ORTHOPAEDICS PTY LTD |  | Change to Group benefit
PF019 | 06 - Specialist Orthopaedic | Tylos | Ankle arthrodesis nail for Tibial Talo Calcaneal fusion | 10 - 12mm diameter | Perios Pty Ltd |  | Change to Group benefit
SL205 | 06 - Specialist Orthopaedic | Panta Arthrodesis Nail | Ankle Nail, Titanium | Diameter 10 -13 mm Length - 150-240 mm | SMITH & NEPHEW PTY LIMITED |  | Change to Group benefit
SN772 | 06 - Specialist Orthopaedic | Trigen | Hindfoot Fusion Nail, Titanium | 10 - 11.5mm Diameter | SMITH & NEPHEW PTY LIMITED |  | Change to Group benefit
HW798 | 06 - Specialist Orthopaedic | Valor Hindfoot Fusion System | Valor Hindfoot Fusion Nail, Titanium Alloy | 10 & 11.5mm diameter, 150, 200 & 250mm length, left and right | STRYKER AUSTRALIA PTY LTD |  | Change to Group benefit
HW929 | 06 - Specialist Orthopaedic | 611 Ankle Fusion Nail | The 611 ankle arthrodesis nail is made out of titanium alloy (Ti6AI4V) and is associated with self locking screws, a plug and an internal screw. The nail is delivered sterile. The self locking screws, plug and internal locking screw are delivered non-sterile with the instrumentation | 10mm x 180mm, 6 deg left, 10mm x 180mm, 6 deg right 12mm x 180mm, 6 deg left, 12mm x 180mm, 6 deg right 10mm x 180mm, 11 deg left, 10mm x 180mm, 11 deg right 12mm x 180mm, 11 deg left, 12mmx180mm, 11 right | STRYKER AUSTRALIA PTY LTD |  | Change to Group benefit
SK450 | 06 - Specialist Orthopaedic | T2 Ankle Arthrodesis Nail | T2 Ankle Arthrodesis Type II Anodized Titanium Alloy (Ti6A14V) | 10, 11, 12mm Diameters & 150,200 & 300mm Lengths | STRYKER AUSTRALIA PTY LTD |  | Change to Group benefit
BH044 | 06 - Specialist Orthopaedic | Biomet Phoenix Nail Arthrodesis Nailing System - Nail | Ankle Arthrodesis Locking Nail, Titanium Alloy | 10 - 12mm diameter x 150 - 300mm length | ZIMMER BIOMET PTY LTD |  | Change to Group benefit
MO159 | 06 - Specialist Orthopaedic | Polarus Humeral Rod System | Polarus Ulna Rod Titanium | 210 to 270mm length | Medical & Optical Instruments Australia Pty Ltd |  | Change to Group benefit
MO161 | 06 - Specialist Orthopaedic | Polarus Humeral Rod System | Polarus Radius Rod Titanium | 190 to 230mm length | Medical & Optical Instruments Australia Pty Ltd |  | Change to Group benefit
PB051 | 06 - Specialist Orthopaedic | HN Intramedullary Nail | The HN Intramedullary Nail | Length 10mm - 26mm, Diameter 5.5mm | AUSTRALIAN PACIFIC MEDICAL PTY LTD |  | Change to Product Group, Change to Group benefit
VK039 | 06 - Specialist Orthopaedic | C-Nail | C-Nail is an intramedullary nail for minimal-invasive fixation of intraarticular calcaneal fractures. The principle is to stabilise with the nail the four to five main fragments of the fractured calcaneus in conjunction with up to seven interlocking screws and thus creating angular stable fixation. The maximum stability is achieved by fixing the sustentacular fragment towards the nail with two interlocking screws guided by a very precise aiming devise. The design of the nail is clearly marked "L" for left foot and "R" for right foot. The nail length is 65mm with a diameter of 8mm. The nail can be extended and closed with an end cap that comes in 0mm, 5mm, 10mm, 15mm and 20mm sizes. | C-Nail: 65mm length x 8mm diameter (Left and Right option). | Akva Surgical Pty Ltd |  | Change to Group benefit
PB064 | 06 - Specialist Orthopaedic | C Nail | Intramedullary Nail | 60mm - 100mm | AUSTRALIAN PACIFIC MEDICAL PTY LTD |  | Change to Group benefit
PF022 | 06 - Specialist Orthopaedic | Calcanail | Subtalar fusion and fracture nail | 10-12mm Diameter, 45-85mm length | Perios Pty Ltd |  | Change to Group benefit
SY690 | 06 - Specialist Orthopaedic | MultiLoc Screw | Conical, Locking "Screw-in-Screw" | 4.5mm; 20mm - 60mm Length | JOHNSON & JOHNSON MEDICAL PTY LTD |  | Change to Product Group, Change to Group benefit
HU357 | 06 - Specialist Orthopaedic | Dual Compression Hindfoot Nail - Low Profile Screws | Low Profile Cortical Screws | 5mm Diamater 20mm-32mm 35mm-60mm | ARTHREX AUSTRALIA PTY LTD |  | Change to Group benefit
HU363 | 06 - Specialist Orthopaedic | Dual Compression Hindfoot Nail - Headless Screws | Titanium Headless Cortical Screws | Diameter: 5mm Length: 50mm-120mm | ARTHREX AUSTRALIA PTY LTD |  | Change to Group benefit
DZ024 | 06 - Specialist Orthopaedic | Austofix Femoral and Tibial Nailing System | 4.0/4.8 Screws, Locking, stainless steel or titanium | Diameter 4.0-4.8mm, Lengths 20-90mm | AUSTRALIAN ORTHOPAEDIC FIXATIONS PTY LTD |  | Change to Group benefit
DZ063 | 06 - Specialist Orthopaedic | F1 Proximal Femoral Nail | Set Screw | Single Size | AUSTRALIAN ORTHOPAEDIC FIXATIONS PTY LTD |  | Change to Group benefit
PB075 | 06 - Specialist Orthopaedic | Intramedullary Nailing System Locking Screw | Intramedullary Nailing System Locking Screw | 5.0mm - 6.0mm | AUSTRALIAN PACIFIC MEDICAL PTY LTD |  | Change to Group benefit
ER382 | 06 - Specialist Orthopaedic | Paragon 28 Phantom Lapidus Nail-Screw, small (2.71mm – 4.49mm) | Paragon 28 Phantom Lapidus Nail-Screw, small | dia 3.5 mm x length (10-46 mm) | EMERGO ASIA-PACIFIC PTY. LIMITED |  | Change to Group benefit
ER686 | 06 - Specialist Orthopaedic | Paragon 28 Phantom Hindfoot TTC Nail System-Internal Compression Screw | Compression screw | one size | EMERGO ASIA-PACIFIC PTY. LIMITED |  | Change to Group benefit
ER687 | 06 - Specialist Orthopaedic | Paragon 28 Phantom Hindfoot TTC Nail System-Threaded Peg | Tibial, calcaneal or subtalar threaded peg/crossing screw | Diameter: 5.0mm; Length: 20mm – 70mm in 2mm increments. Diameter: 7.2mm; Length: 45mm – 120mm in 5mm increments. | EMERGO ASIA-PACIFIC PTY. LIMITED |  | Change to Group benefit
GW003 | 06 - Specialist Orthopaedic | WEGO Nailing Systems | Locking Screw for IM Nails | 4.0-6.5mm x 18-130mm | EQUINOX MEDICAL PTY LTD |  | Change to Group benefit
SY789 | 06 - Specialist Orthopaedic | AO/ASIF intramedullary Nails | Locking Screws/Bolts/Nuts, Titanium Alloy | 4 mm (18-80 mm length), 5 mm (26-120 mm length) | JOHNSON & JOHNSON MEDICAL PTY LTD |  | Change to Group benefit
JD011 | 06 - Specialist Orthopaedic | Screws - Reconstruction | Screws | 3.5 - 5 mm diameter | JOI ORTHOPAEDICS PTY LTD |  | Change to Group benefit
JD018 | 06 - Specialist Orthopaedic | Nail Set Screw | Nail Set Screw | Static & Dynamic | JOI ORTHOPAEDICS PTY LTD |  | Change to Group benefit
LH541 | 06 - Specialist Orthopaedic | Precice Intramedullary Limb Lengthening System | Precice Partially Threaded Locking Screw | Diameter (3.5 -5.0)mm diameter x (20- 80)mm length | LIFEHEALTHCARE PTY LIMITED |  | Change to Group benefit
LH732 | 06 - Specialist Orthopaedic | Precice Intramedullary Limb Lengthening System | Precice Fully Threaded Locking Screw | 4-5mm (Diameter) x 20-100mm (Length) | LIFEHEALTHCARE PTY LIMITED |  | Change to Group benefit
LC187 | 06 - Specialist Orthopaedic | SMR Revision Modular Locking Ring | Modular Locking Collar (Ring) Ti6AI4V | One Size | Lima Orthopaedics Australia Pty Ltd |  | Change to Group benefit
OY006 | 06 - Specialist Orthopaedic | Dual Cone Locking Extension (as a component of the Orthodynamics The Integral Leg Prosthesis | Orthodynamics The Integral Leg Prosthesis-Dual Cone Locking Extension | 6 sizes | OSSEOINTEGRATION HOLDINGS PTY LTD |  | Change to Group benefit
PF020 | 06 - Specialist Orthopaedic | Tylos Screw | Cortical Screw for Tibio Talo Calcaneal fusion | 5mm x 25mm, 30mm, 35mm, 40mm, 45mm, 50mm, 55mm | Perios Pty Ltd |  | Change to Group benefit
SN467 | 06 - Specialist Orthopaedic | Compressing Screw | For Intramedullary and compression Hip Screw Systems | 19mm & 28.5mm | SMITH & NEPHEW PTY LIMITED |  | Change to Group benefit
SN739 | 06 - Specialist Orthopaedic | Trigen | Self Tapping Cortical Screw | 20mm - 110mm | SMITH & NEPHEW PTY LIMITED |  | Change to Group benefit
SN762 | 06 - Specialist Orthopaedic | IMHS CP | Captured locking screw | 4.5mm x 22mm to 4.5mm x 64mm | SMITH & NEPHEW PTY LIMITED |  | Change to Group benefit
SN775 | 06 - Specialist Orthopaedic | IMHS CP | Set Screw, Stainless Steel | Standard | SMITH & NEPHEW PTY LIMITED |  | Change to Group benefit
SK216 | 06 - Specialist Orthopaedic | Stryker Trauma Locking Nail System | Reconstruction Nail | Blocking Screw | STRYKER AUSTRALIA PTY LTD |  | Change to Group benefit
SK245 | 06 - Specialist Orthopaedic | Stryker Intramedullary Nailing System | Locking Screw - Titanium | 25mm - 120mm | STRYKER AUSTRALIA PTY LTD |  | Change to Group benefit
SK247 | 06 - Specialist Orthopaedic | Gamma LN | Set Screw - Titanium | 8x17.5mm | STRYKER AUSTRALIA PTY LTD |  | Change to Group benefit
ST043 | 06 - Specialist Orthopaedic | Stryker Intramedullary Nailing System | Locking Screw - Titanium | 20-120mm | STRYKER AUSTRALIA PTY LTD |  | Change to Group benefit
ZI718 | 06 - Specialist Orthopaedic | Zimmer Natural Nail System | Cortical Screws - Fixed Angle (Fully Threaded) Titanium | 4.0mm & 5.0mm x 20 to 60mm (2.5mm increments); 4.0mm & 5.0mm x 65 to 100mm (5mm increments) | ZIMMER BIOMET PTY LTD |  | Change to Group benefit
VK027 | 06 - Specialist Orthopaedic | eight-Plate Plus | The guided growth plate system plus consists of different sizes of eight-Plate plus. The device is designed for the gradual correction of paediatric congenital as well as acquired deformities in both upper and lower extremities. | 12mm 16mm 20mm | Akva Surgical Pty Ltd |  | Change to Group benefit
HU105 | 06 - Specialist Orthopaedic | Mesh Plate | Plate for Fracture fixation and Arthrodesis | Short Long | ARTHREX AUSTRALIA PTY LTD |  | Change to Group benefit
HU196 | 06 - Specialist Orthopaedic | Stainless Steel Square Wedge Tibial Osteotomy Plate | Steel Square Wedge Tibial Osteotomy Plate with 4 non locking holes | 3mm - 17.5mm | ARTHREX AUSTRALIA PTY LTD |  | Change to Group benefit
HU198 | 06 - Specialist Orthopaedic | Anterior Posterior Sloped Stainless Steel Tibial Osteotomy Plate | Anterior Posterior Sloped Stainless Steel Tibial Osteotomy Plate with 4 non locking holes | 5 - 15mm length | ARTHREX AUSTRALIA PTY LTD |  | Change to Group benefit
ER610 | 06 - Specialist Orthopaedic | Paragon 28 Gorilla Plating System-Plate, tibial (≤ 6 holes), Periarticular, Posterior, TT | Paragon 28 Gorilla Silverback tibiotalar (TTC) posterior ankle fusion plate, left or right, variable ankle locking, complex shape, left or right | ≤ 6 holes | EMERGO ASIA-PACIFIC PTY. LIMITED |  | Change to Group benefit
IT001 | 06 - Specialist Orthopaedic | Hawk Anterior Ankle Fusion Set | Anatomically contoured 6 hole plate and screw set for anterior fixation of the ankle joint. | 77mm in length 22mm in width 23mm depth | INTEGRANT PTY LTD |  | Change to Group benefit
SY116 | 06 - Specialist Orthopaedic | AO/ASIF Plates | LCP Large Fragement Plates | ≤ 6 holes | JOHNSON & JOHNSON MEDICAL PTY LTD |  | Change to Group benefit
SY622 | 06 - Specialist Orthopaedic | AO/ASIF Plates | Non Locking Specialty Plates | ≤ 6 Holes | JOHNSON & JOHNSON MEDICAL PTY LTD |  | Change to Group benefit
LM066 | 06 - Specialist Orthopaedic | TriMed Olecranon Sled | Washer | one size | LMT SURGICAL PTY LTD |  | Change to Group benefit
LM541 | 06 - Specialist Orthopaedic | Omni Stable AF Plating System | Fibula Plates | 5 holes | LMT SURGICAL PTY LTD |  | Change to Group benefit
OX014 | 06 - Specialist Orthopaedic | ARMAR 4.5mm Meril Locking Plate System ≤ 6 holes | TiCP locking plates | 2-6 Holes 44-120mm Length | MERIL AUSTRALIA PTY LTD |  | Change to Group benefit
TN008 | 06 - Specialist Orthopaedic | Newclip Activmotion HTO Plate | Fixation plates for high tibial osteotomy (HTO) | ≤ 6 holes | NEWCLIP TECHNICS AUSTRALIA PTY LTD |  | Change to Group benefit
TN058 | 06 - Specialist Orthopaedic | Plating system Com, LK | Plating system Com, LK | ≤ 6 holes | NEWCLIP TECHNICS AUSTRALIA PTY LTD |  | Change to Group benefit
TN076 | 06 - Specialist Orthopaedic | Newclip pelvis plates | Pariarticular anatomic pelvis plates | ≤ 6 holes | NEWCLIP TECHNICS AUSTRALIA PTY LTD |  | Change to Group benefit
PJ001 | 06 - Specialist Orthopaedic | Flexit System, Flexit HTO Opening Wedge Tibial Plate | Anatomic Locking Tibial Plates | 51mm,63mm,2.8mm thick 4-6 holes | PurePlay Orthopaedics |  | Change to Group benefit
SL176 | 06 - Specialist Orthopaedic | Smith & Nephew Plate and Screw System - EVOS | Large Fragment Plate – Locking | ≤ 6 holes | SMITH & NEPHEW PTY LIMITED |  | Change to Group benefit
SL198 | 06 - Specialist Orthopaedic | Newdeal Reinforced Bendable Osteosynthesis Plates | Stainless Steel 2 - 4 Holes | 2 holes, 4 holes/77mm, 4 holes/112mm | SMITH & NEPHEW PTY LIMITED |  | Change to Group benefit
SL199 | 06 - Specialist Orthopaedic | Newdeal Bendable Osteosynthesis Plates | Composition - 316L Stainless Steel. To be used only with Newdeal screws/lock screws. | 3-6 holes | SMITH & NEPHEW PTY LIMITED |  | Change to Group benefit
SL200 | 06 - Specialist Orthopaedic | Newdeal Distal Femoral Varus Osteotomy Plate | Stainless steel periarticular anatomically shaped plate fixed with 3 locking screws into femoral condyle | 1 Size | SMITH & NEPHEW PTY LIMITED |  | Change to Group benefit
SL201 | 06 - Specialist Orthopaedic | Newdeal Femoral Varus and De-rotation Osteotomy Plates | Stainless steel periarticular anatomic plate fixed with locking screws into proximal femur | Newdeal Femoral Varus and De-rotation Osteotomy Plates - 3 holes, Newdeal Femoral Varus and De-rotation Osteotomy Plates - 4 holes, Newdeal Reinforced Femoral Newdeal and De-rotation Osteotomy Plates - left and right | SMITH & NEPHEW PTY LIMITED |  | Change to Group benefit
SL243 | 06 - Specialist Orthopaedic | Smith & Nephew Plate and Screw System- EVOS | Large Fragment Plate – Non Locking | ≤ 6 holes | SMITH & NEPHEW PTY LIMITED |  | Change to Group benefit
SN071 | 06 - Specialist Orthopaedic | TC 100 | 4.5mm Straight Plates | ≤ 6 holes | SMITH & NEPHEW PTY LIMITED |  | Change to Group benefit
SN143 | 06 - Specialist Orthopaedic | TC 100 | 4.5mm Reconstruction Plate | < 6 holes | SMITH & NEPHEW PTY LIMITED |  | Change to Group benefit
SN942 | 06 - Specialist Orthopaedic | Peri-Loc | 4.5 Straight Non Locking Plates | ≤6 holes | SMITH & NEPHEW PTY LIMITED |  | Change to Group benefit
SK075 | 06 - Specialist Orthopaedic | Stryker Plating System Basic Fragment Set | 4.5mm Reconstruction Plate | 3-9 Holes | STRYKER AUSTRALIA PTY LTD |  | Change to Group benefit
SK532 | 06 - Specialist Orthopaedic | Stryker Plating System | Locking Compression Anatomical Shape | 2-6 hole | STRYKER AUSTRALIA PTY LTD |  | Change to Group benefit
SK535 | 06 - Specialist Orthopaedic | Stryker Plating System | Locking Reconstruction Plates | 5.0mm, 4-6 hole | STRYKER AUSTRALIA PTY LTD |  | Change to Group benefit
ST039 | 06 - Specialist Orthopaedic | Stryker Plating System | L-Plates | 4-6hole | STRYKER AUSTRALIA PTY LTD |  | Change to Group benefit
SQ074 | 06 - Specialist Orthopaedic | PediPlates Plating System | O-Plate, Delta Plate, Center Hole | 12-24mm | Surgical Specialties Pty Limited |  | Change to Group benefit
SQ075 | 06 - Specialist Orthopaedic | PediPlates Plating System | I-Plate Center Hole | 16-32mm | Surgical Specialties Pty Limited |  | Change to Group benefit
SQ149 | 06 - Specialist Orthopaedic | PediLoc Plating System | PediFrag Clavicle Plates | 2.7-3.5mm 6 Holes Left, Right | Surgical Specialties Pty Limited |  | Change to Group benefit
SQ150 | 06 - Specialist Orthopaedic | PediLoc Plating System | PediFrag Clavicle Plates | 2.7-3.5mm 7-8 Holes Left, Right | Surgical Specialties Pty Limited |  | Change to Group benefit
ZI752 | 06 - Specialist Orthopaedic | ZPS-Zimmer Plate & Screw System | 3.5mm and 4.5mm pelvic plates | 6 holes or less | ZIMMER BIOMET PTY LTD |  | Change to Group benefit
HU114 | 06 - Specialist Orthopaedic | PEEKPower HTO Plate | Medial High Tibial Osteotomy Implant Device System | One Universal Size | ARTHREX AUSTRALIA PTY LTD |  | Change to Group benefit
HU176 | 06 - Specialist Orthopaedic | Arthrex Clavicle Plating System | Locking clavicle plate and screw system for fixation of clavicle fractures. | 7-10 holes | ARTHREX AUSTRALIA PTY LTD |  | Change to Group benefit
HU203 | 06 - Specialist Orthopaedic | Ankle Fusion Plating System | Fusion Plate for Ankle Joint Arthritis | Anterior, Posterior, Lateral | ARTHREX AUSTRALIA PTY LTD |  | Change to Group benefit
HU303 | 06 - Specialist Orthopaedic | Posterior Pilon Fusion Plate | Plate for Arthrodesis | 13-15 Holes | ARTHREX AUSTRALIA PTY LTD |  | Change to Group benefit
SY636 | 06 - Specialist Orthopaedic | AO/ASIF Plates | LC-LCP Fragment Plates | 7-15 Holes | JOHNSON & JOHNSON MEDICAL PTY LTD |  | Change to Group benefit
SY814 | 06 - Specialist Orthopaedic | AO/ASIF Plates | Non Locking Fragment Plate | 7 - 15 holes | JOHNSON & JOHNSON MEDICAL PTY LTD |  | Change to Group benefit
OX015 | 06 - Specialist Orthopaedic | ARMAR 4.5mm Meril Locking Plate System ≥ 7 to ≤ 15 holes | TiCP humeral locking plates | 7-15 Holes 118-283mm Length | MERIL AUSTRALIA PTY LTD |  | Change to Group benefit
TN038 | 06 - Specialist Orthopaedic | Newclip Activmotion HTO Plate | Fixation plates for high tibial osteotomy (HTO) | 7 to 15 holes | NEWCLIP TECHNICS AUSTRALIA PTY LTD |  | Change to Group benefit
TN060 | 06 - Specialist Orthopaedic | Plating System Com, LK | Plating System Com, LK | ≥ 7 to ≤ 15 holes | NEWCLIP TECHNICS AUSTRALIA PTY LTD |  | Change to Group benefit
TN077 | 06 - Specialist Orthopaedic | Newclip pelvis plates | Pariarticular anatomic pelvis plates | ≥ 7 to ≤ 15 holes | NEWCLIP TECHNICS AUSTRALIA PTY LTD |  | Change to Group benefit
PJ002 | 06 - Specialist Orthopaedic | FlexiSystem, Flexit HTO Opening wedge Tibial Plate | Anatomic Locking Tibial Plates | 80mm, 7-15 holes | PurePlay Orthopaedics |  | Change to Group benefit
SL177 | 06 - Specialist Orthopaedic | Smith & Nephew Plate and Screw System - EVOS | Large Fragment Plate – Locking | ≥ 7 to ≤ 15 holes | SMITH & NEPHEW PTY LIMITED |  | Change to Group benefit
SL244 | 06 - Specialist Orthopaedic | Smith & Nephew Plate and Screw System- EVOS | Large Fragment Plate – Non Locking | 7-15 holes | SMITH & NEPHEW PTY LIMITED |  | Change to Group benefit
SN098 | 06 - Specialist Orthopaedic | TC-100 | 4.5mm Reconstruction Plate | ≥ 7 to ≤ 15 holes | SMITH & NEPHEW PTY LIMITED |  | Change to Group benefit
SN133 | 06 - Specialist Orthopaedic | TC-100 | 4.5mm Straight Plates | ≥ 7 to ≤ 15 holes | SMITH & NEPHEW PTY LIMITED |  | Change to Group benefit
SN943 | 06 - Specialist Orthopaedic | Peri-Loc | 4.5 Straight Non Locking Plates | ≥7 to ≤15 holes | SMITH & NEPHEW PTY LIMITED |  | Change to Group benefit
SK533 | 06 - Specialist Orthopaedic | Stryker Plating System | Locking Compression Anatomical Shape | 7-15 hole | STRYKER AUSTRALIA PTY LTD |  | Change to Group benefit
SK536 | 06 - Specialist Orthopaedic | Stryker Plating System | Locking Reconstruction Plates | 5.0mm, 8-14 hole | STRYKER AUSTRALIA PTY LTD |  | Change to Group benefit
SK544 | 06 - Specialist Orthopaedic | Stryker Plating System Basic Fragment Set | 4.5mm Reconstruction Plate | 7-15 hole | STRYKER AUSTRALIA PTY LTD |  | Change to Group benefit
SQ078 | 06 - Specialist Orthopaedic | PediLoc System ≥7 to ≤15 holes, screw size ≥4.5mm | 4.5mm Bowed locking compression femur 10, 12, 14 hole plates 4.5mm contour locking compression femur 8, 10, 12, 14 hole plates left and right | 4.5mm bowed 10, 12, 14 hole 4.5mm contour 8,10,12,14 hole right 4.5mm contour 8, 10, 12, 14 hole left | Surgical Specialties Pty Limited |  | Change to Group benefit
BH065 | 06 - Specialist Orthopaedic | Sternalock | Straight plate, locking, | 8 hole | ZIMMER BIOMET PTY LTD |  | Change to Group benefit
ZI168 | 06 - Specialist Orthopaedic | Zimmer Internal Fixation Systems: Cable System | Cable-Ready 8 Hole Plate - Stainless Steel | 246mm long | ZIMMER BIOMET PTY LTD |  | Change to Group benefit
HU304 | 06 - Specialist Orthopaedic | Posterior Pilon Fusion Plate | Plate for Arthrodesis | ≥ 16 Holes | ARTHREX AUSTRALIA PTY LTD |  | Change to Group benefit
SY637 | 06 - Specialist Orthopaedic | AO/ASIF Plates | LC-LCP Plates | ≥ 16 Holes | JOHNSON & JOHNSON MEDICAL PTY LTD |  | Change to Group benefit
OX016 | 06 - Specialist Orthopaedic | ARMAR 4.5mm Meril Locking Plate System ≥ 16 holes | TiCP locking plates | 16-26 Holes 262-481mm Length | MERIL AUSTRALIA PTY LTD |  | Change to Group benefit
TN078 | 06 - Specialist Orthopaedic | Newclip pelvis plates | Pariarticular anatomic pelvis plates | ≥ 16 holes | NEWCLIP TECHNICS AUSTRALIA PTY LTD |  | Change to Group benefit
SL178 | 06 - Specialist Orthopaedic | Smith & Nephew Plate and Screw System - EVOS | Large Fragment Plate – Locking | ≥ 16 holes | SMITH & NEPHEW PTY LIMITED |  | Change to Group benefit
SN078 | 06 - Specialist Orthopaedic | TC-100 | 4.5mm Straight Plates | ≥ 16 holes | SMITH & NEPHEW PTY LIMITED |  | Change to Group benefit
SN784 | 06 - Specialist Orthopaedic | Peri-Loc | Plates, Stainless Steel, Non-Locking, Broad, Left & Rights | ≥ 16 holes | SMITH & NEPHEW PTY LIMITED |  | Change to Group benefit
SK534 | 06 - Specialist Orthopaedic | Stryker Plating System | Locking Compression Anatomical Shape | 16-22 hole | STRYKER AUSTRALIA PTY LTD |  | Change to Group benefit
SK537 | 06 - Specialist Orthopaedic | Stryker Plating System | Locking Reconstruction Plates | 5.0mm, 16-22 hole | STRYKER AUSTRALIA PTY LTD |  | Change to Group benefit
SK545 | 06 - Specialist Orthopaedic | Stryker Plating System Basic Fragment Set | 4.5mm Reconstruction Plate | 16-22 hole | STRYKER AUSTRALIA PTY LTD |  | Change to Group benefit
SQ079 | 06 - Specialist Orthopaedic | PediLoc - Periarticular Locking Plating System Femur- > 16 holes, screw size ≥4.5mm | 4.5mm Bowed locking compression femur 16 hole plate 4.5mm Bowed locking compression femur 18 hole plate 4.5mm contour locking compression femur 16 hole plate right 4.5mm contour locking compression femur 18 hole plate right 4.5mm contour locking compression femur 20 hole plate right 4.5mm contour locking compression femur 16 hole plate left 4.5mm contour locking compression femur 18 hole plate left 4.5mm contour locking compression femur 20 hole plate left | 4.5mm Bowed, 16 hole 4.5mm Bowed, 18 hole 4.5mm contour,16 hole, right 4.5mm contour,18 hole, right 4.5mm contour,20 hole, right 4.5mm contour,16 hole, left 4.5mm contour,18 hole, left 4.5mm contour,20 hole, left | Surgical Specialties Pty Limited |  | Change to Group benefit
ZZ103 | 06 - Specialist Orthopaedic | Merete TTF Anterior Ankle Plate | Anterior Ankle Plates | ≤ 6 holes Left and right | AA-Med Pty Ltd |  | Change to Group benefit
VK016 | 06 - Specialist Orthopaedic | Orthofix eight-Plate | Guided growth plate for correction of angular deformities over an open growth plate. Titanium, two screw holes, wire guided. | 12mm, 16mm | Akva Surgical Pty Ltd |  | Change to Group benefit
VK028 | 06 - Specialist Orthopaedic | Quad Plate Plus | The Guided Growth Plate System Plus consists of different sizes of quad- Plate plus, different cannulated and solid screw options. The device is designed for the gradual correction of paediatric congenital as well as acquired deformities in both the upper and lower extremities, provided that the physics are not fused. The plates feature a contoured waist and low profile for paediatric usage. There is a centre hole in the plates for a temporary guide pin to be implanted to aid application and removal of the plate. The plates are attached to the external surface of the bone over the growth plate by screws. These screws are not locked to the plate, but rather are allowed to swivel and diverge in their position as bone growth occurs. The implant acts like a flexible hinge, permitting growth at the growth plate to gradually straighten the limb. | 16mm plate 22mm plate | Akva Surgical Pty Ltd |  | Change to Group benefit
HU107 | 06 - Specialist Orthopaedic | Proximal 1st Metatarsal Osteotomy Plate | 1st Metatarsal Osteotomy Plate | Petite - Left and Right Side Specific Standard - Left and Right Side Specific | ARTHREX AUSTRALIA PTY LTD |  | Change to Group benefit
HU108 | 06 - Specialist Orthopaedic | Low Profile T-Plate | Plate for fusion | 2-4 Holes | ARTHREX AUSTRALIA PTY LTD |  | Change to Group benefit
HU109 | 06 - Specialist Orthopaedic | Posterolateral Distal Fibula Plate | Plate for fracture fixation | 4-6 Holes | ARTHREX AUSTRALIA PTY LTD |  | Change to Group benefit
HU110 | 06 - Specialist Orthopaedic | Posterolateral Distal Fibula Plate | Plate for fracture fixation | 8 Holes | ARTHREX AUSTRALIA PTY LTD |  | Change to Group benefit
HU111 | 06 - Specialist Orthopaedic | Dorsal Distal Radius Plate | Plate for Fracture Fixation | 4 Holes Standard (Left & Right) 4 Holes Narrow (Left & Right) | ARTHREX AUSTRALIA PTY LTD |  | Change to Group benefit
HU112 | 06 - Specialist Orthopaedic | Dorsal L Plate | Plate for Fracture Fixation | 5 Holes (Left & Right) | ARTHREX AUSTRALIA PTY LTD |  | Change to Group benefit
HU150 | 06 - Specialist Orthopaedic | Dual Syndesmosis Tightrope Plate | Buttress plate for syndesmosis repair | 1 size (2 Hole Plate) | ARTHREX AUSTRALIA PTY LTD |  | Change to Group benefit
HU164 | 06 - Specialist Orthopaedic | Low Profile MTP Plate | Athrodesis Plate - 6 hole plates | Contoured small left,contoured small right, contoured standard right,contoured standard left | ARTHREX AUSTRALIA PTY LTD |  | Change to Group benefit
HU165 | 06 - Specialist Orthopaedic | Locking Reconstruction Plate | Reconstruction Plate for communited Fibula Shaft Fractures | 4-6 Holes | ARTHREX AUSTRALIA PTY LTD |  | Change to Group benefit
HU166 | 06 - Specialist Orthopaedic | Locking Third Tubular Plate | Plate for fracture fixation of the Fibula | 4-6 holes | ARTHREX AUSTRALIA PTY LTD |  | Change to Group benefit
HU167 | 06 - Specialist Orthopaedic | X Plate | Plate for fusion | Medium, Large | ARTHREX AUSTRALIA PTY LTD |  | Change to Group benefit
HU168 | 06 - Specialist Orthopaedic | Low Profile Straight Plate | Plate for fusion | 2-5 Holes | ARTHREX AUSTRALIA PTY LTD |  | Change to Group benefit
HU169 | 06 - Specialist Orthopaedic | Double Compression Plate System | Fixation plates for surgical compression across fusion sites. | Double Compression Plate, 2 Hole, 20 mm Double Compression Plate, 2 Hole, 25 mm Double Compression Plate, 2 Hole, 30 mm Double Compression Plate, 3 Hole, 20 mm Double Compression Plate, 3 Hole, 25 mm Double Compression Plate, 3 Hole, 30 mm Double Compression Plate, 4 Hole, Straight, 20 mm Double Compression Plate, 4 Hole, Straight, 25 mm Double Compression Plate, 4 Hole, Straight, 30 mm Double Compression Plate, 4 Hole, Square, 20 mm Double Compression Plate, 4 Hole, Square, 25 mm Double Compression Plate, 4 Hole, Square, 30 mm | ARTHREX AUSTRALIA PTY LTD |  | Change to Group benefit
HU170 | 06 - Specialist Orthopaedic | MTP Plate | 1st MTP Arthrodesis Plate | ≤ 6 holes | ARTHREX AUSTRALIA PTY LTD |  | Change to Group benefit
HU171 | 06 - Specialist Orthopaedic | MTP Plate, Straight | Metatarso-Phalangeal Fusion plate for 1st MTP | Small and Standard, ≤ 6 holes | ARTHREX AUSTRALIA PTY LTD |  | Change to Group benefit
HU174 | 06 - Specialist Orthopaedic | Lisfranc Plates | Arthrodesis Plate | Small, Medium, Large Plates come in Left & Right | ARTHREX AUSTRALIA PTY LTD |  | Change to Group benefit
HU175 | 06 - Specialist Orthopaedic | Locking POW Plate | Wedged Fusion Plate | 0-7mm | ARTHREX AUSTRALIA PTY LTD |  | Change to Group benefit
HU186 | 06 - Specialist Orthopaedic | Titanium Plate with Wedge | Titanium Plate with Wedge. Left and right side specific. | 6-10mm | ARTHREX AUSTRALIA PTY LTD |  | Change to Group benefit
HU192 | 06 - Specialist Orthopaedic | Locking Lateral Hook Plate | Locking Lateral Hook Plate for Fracture Fixation of the Lateral Malleolus | 3-5 Holes | ARTHREX AUSTRALIA PTY LTD |  | Change to Group benefit
HU194 | 06 - Specialist Orthopaedic | Locking Medial Hook Plate | Locking Medial Hook Plate for Fixation of medial malleolus fractures | 3-5 holes | ARTHREX AUSTRALIA PTY LTD |  | Change to Group benefit
HU201 | 06 - Specialist Orthopaedic | Titanium Lapidus Arthrodesis Plate | Titanium Lapidus Arthrodesis Plate with locking holes and compresion slot | Small, Large | ARTHREX AUSTRALIA PTY LTD |  | Change to Group benefit
HU285 | 06 - Specialist Orthopaedic | Dynanite Compression Plates | Plate for Arthrodesis | 2-4 Holes | ARTHREX AUSTRALIA PTY LTD |  | Change to Group benefit
HU301 | 06 - Specialist Orthopaedic | Lateral Hook Plate | Plate for fracture fixation | 3-5 Holes | ARTHREX AUSTRALIA PTY LTD |  | Change to Group benefit
HU302 | 06 - Specialist Orthopaedic | Lateral Hook Plate | Plate for fracture fixation | 7-15 Holes | ARTHREX AUSTRALIA PTY LTD |  | Change to Group benefit
HU317 | 06 - Specialist Orthopaedic | H-Plates | Plate for Arthrodesis | Small, Medium, Large | ARTHREX AUSTRALIA PTY LTD |  | Change to Group benefit
HU320 | 06 - Specialist Orthopaedic | Wedged Profile Plate | Wedged Profile Plate | 2 holes | ARTHREX AUSTRALIA PTY LTD |  | Change to Group benefit
HU340 | 06 - Specialist Orthopaedic | Postero-Medial Distal Tibial Plate | Plate for fracture fixation | 4-6 Holes | ARTHREX AUSTRALIA PTY LTD |  | Change to Group benefit
DZ031 | 06 - Specialist Orthopaedic | Valetis Ankle - Plates | 1/3 Tubular Plate | 4 to 6 hole | AUSTRALIAN ORTHOPAEDIC FIXATIONS PTY LTD |  | Change to Group benefit
DZ033 | 06 - Specialist Orthopaedic | Valens Shoulder and Elbow - Plates | Locking Compression Plates | 3.5mm | AUSTRALIAN ORTHOPAEDIC FIXATIONS PTY LTD |  | Change to Group benefit
DZ035 | 06 - Specialist Orthopaedic | Valens Shoulder and Elbow - Plates | LCP, Right/Oblique Angled, T-Plate | 1-6 Holes | AUSTRALIAN ORTHOPAEDIC FIXATIONS PTY LTD |  | Change to Group benefit
BU023 | 06 - Specialist Orthopaedic | Airlock Plating System | Airlock Plating System | None Plates 2 - 6 Holes | CAB MEDICAL PTY LTD |  | Change to Group benefit
ER479 | 06 - Specialist Orthopaedic | Paragon 28 Gorilla Plating System-Plate, small (≤ 6 holes), variable angle locking | Paragon28 Gorilla, small titanium compression plates; universal; variable angle locking; compression; various shapes | Length 15-35 mm; thickness 1.15 - 2.0 mm; multi screw diameter purchage 2.7/3.5/4.2mm | EMERGO ASIA-PACIFIC PTY. LIMITED |  | Change to Group benefit
ER568 | 06 - Specialist Orthopaedic | Paragon 28 Gorilla Plating System-Plate, tibial (≤ 6 holes) | Paragon 28 Gorilla Silverback tibiotalar posterior(TT) ankle fusion plate, left or right | ≤ 6 holes | EMERGO ASIA-PACIFIC PTY. LIMITED |  | Change to Group benefit
GW034 | 06 - Specialist Orthopaedic | WEGO Trauma Systems | Small Fragment Plating System | ≤ 6 Holes | EQUINOX MEDICAL PTY LTD |  | Change to Group benefit
GW047 | 06 - Specialist Orthopaedic | WEGO Trauma Systems | Locking Plate Systems | ≤ 6 holes | EQUINOX MEDICAL PTY LTD |  | Change to Group benefit
GW068 | 06 - Specialist Orthopaedic | Equinox Trauma Systems | Clavicle Midshaft Locking Compression Plate | 6 holes left, 6 holes right | EQUINOX MEDICAL PTY LTD |  | Change to Group benefit
GW069 | 06 - Specialist Orthopaedic | Equinox Trauma Systems | Clavicle Midhsaft Locking Plates | 6 holes left, 6 holes right | EQUINOX MEDICAL PTY LTD |  | Change to Group benefit
MN297 | 06 - Specialist Orthopaedic | AO/ASIF Plates | 3.5 mm LCP Medial Anterior Clavicle Plate | ≤ 6 holes | JOHNSON & JOHNSON MEDICAL PTY LTD |  | Change to Group benefit
SY702 | 06 - Specialist Orthopaedic | AO/ASIF Plates | DCS DHS Plate, Angled blade, Osteotomy | ≤6 holes | JOHNSON & JOHNSON MEDICAL PTY LTD |  | Change to Group benefit
SY703 | 06 - Specialist Orthopaedic | AO/ASIF Plates | Specialty Locking Plate | ≤ 6 holes | JOHNSON & JOHNSON MEDICAL PTY LTD |  | Change to Group benefit
SY723 | 06 - Specialist Orthopaedic | AO/ASIF Plates | LCP Plates | ≤6 Holes | JOHNSON & JOHNSON MEDICAL PTY LTD |  | Change to Group benefit
SY726 | 06 - Specialist Orthopaedic | AO/ASIF Plates | Non-Locking Fragment Plates | ≤6 Holes | JOHNSON & JOHNSON MEDICAL PTY LTD |  | Change to Group benefit
JD021 | 06 - Specialist Orthopaedic | 1/3 Tubular Plate | 1/3 Tubular Plates | ≤ 6 holes | JOI ORTHOPAEDICS PTY LTD |  | Change to Group benefit
JD022 | 06 - Specialist Orthopaedic | MTP Plate | Fusion Plates | Left and Right | JOI ORTHOPAEDICS PTY LTD |  | Change to Group benefit
LM121 | 06 - Specialist Orthopaedic | 'TriMed Wire Plates | Wire Fixation plate | 3 & 5 hole | LMT SURGICAL PTY LTD |  | Change to Group benefit
LM122 | 06 - Specialist Orthopaedic | TriMed Periarticular Plate | Periarticular Plates | ≤ 6 holes | LMT SURGICAL PTY LTD |  | Change to Group benefit
LM125 | 06 - Specialist Orthopaedic | TriMed Sidewinder | Ankle Fixation Plate | ≤ 6 holes | LMT SURGICAL PTY LTD |  | Change to Group benefit
LM291 | 06 - Specialist Orthopaedic | Forearm Locking Plate | Forearm plates | ≤ 6 holes | LMT SURGICAL PTY LTD |  | Change to Group benefit
LM516 | 06 - Specialist Orthopaedic | OMNI plating system | MTP, Lapidus, Straight, T Plates | ≤ 6 holes | LMT SURGICAL PTY LTD |  | Change to Group benefit
LM539 | 06 - Specialist Orthopaedic | Omni Stable AF Plating System | Simple Plates Straight, Y and L shaped plates | 2 - 6 holes | LMT SURGICAL PTY LTD |  | Change to Group benefit
EO135 | 06 - Specialist Orthopaedic | APTUS | Variable Angle Locking Plate | ≤ 6 holes | MEDARTIS AUSTRALIA & NEW ZEALAND PTY LTD |  | Change to Group benefit
MO446 | 06 - Specialist Orthopaedic | Acumed Small Fragment Plates | One Third Tubular Plates | 3 to 6 Holes | Medical & Optical Instruments Australia Pty Ltd |  | Change to Group benefit
OX006 | 06 - Specialist Orthopaedic | ARMAR LPS Reconstruction Plates | 3.5 mm Reconstruction plates | 2-6 holes | MERIL AUSTRALIA PTY LTD |  | Change to Group benefit
OX009 | 06 - Specialist Orthopaedic | ARMAR LPS Cloverleaf Plate | 3.5 mm cloverleaf reconstruction plate | MT-PT1303088 MT-PT1304104 MT-PT1305120 MT-PT1306136 | MERIL AUSTRALIA PTY LTD |  | Change to Group benefit
TN026 | 06 - Specialist Orthopaedic | Newclip Plating System | Locking Bone Plates | ≤ 6 holes | NEWCLIP TECHNICS AUSTRALIA PTY LTD |  | Change to Group benefit
TN028 | 06 - Specialist Orthopaedic | Newclip Plating System | Complex Locking Bone Plates | ≤ 6 holes | NEWCLIP TECHNICS AUSTRALIA PTY LTD |  | Change to Group benefit
TN050 | 06 - Specialist Orthopaedic | VAL plates screw size 2.71-4.49 | VAL complex plates | screw size 2.71-4.49 ≤ 6 holes | NEWCLIP TECHNICS AUSTRALIA PTY LTD |  | Change to Group benefit
TN067 | 06 - Specialist Orthopaedic | Newclip Plating System | VAL Locking plates | ≤ 6 holes | NEWCLIP TECHNICS AUSTRALIA PTY LTD |  | Change to Group benefit
SF083 | 06 - Specialist Orthopaedic | Islay Universial Locking Plate | Titanium Plate with or without wedge with 4 and non locking holes. Left and right side specific. | Various length plates from 18-24mm with and without wedges (2-7mm), plates with valugus angle built in range. | SIGNATURE ORTHOPAEDICS PTY LTD |  | Change to Group benefit
SF119 | 06 - Specialist Orthopaedic | Islay Arthrodesis Wedge Plate | Islay Arthrodesis Wedge Plate | Arthrodesis Wedge Plate 0mm-8mm(AWP), - 30mm (3.5mm universal locking plate 12mm - 30mm (3.5ULP)) | SIGNATURE ORTHOPAEDICS PTY LTD |  | Change to Group benefit
SF126 | 06 - Specialist Orthopaedic | Islay Recon Plate | Islay Recon Plate | Recon Plate, 6 Hole (RRP) Recon Plate, 8 Hole (RRP) Recon Plate, 14 Hole (RRP) | SIGNATURE ORTHOPAEDICS PTY LTD |  | Change to Group benefit
SL086 | 06 - Specialist Orthopaedic | PERI-LOC | Clavicle plates | ≤ 6 holes | SMITH & NEPHEW PTY LIMITED |  | Change to Group benefit
SL094 | 06 - Specialist Orthopaedic | Smith & Nephew Plate and Screw System- EVOS | Small Fragment Plate | ≤ 6 holes | SMITH & NEPHEW PTY LIMITED |  | Change to Group benefit
SL096 | 06 - Specialist Orthopaedic | Smith & Nephew Plate and Screw System - EVOS | Small Fragment Plate | ≤ 6 holes | SMITH & NEPHEW PTY LIMITED |  | Change to Group benefit
SL125 | 06 - Specialist Orthopaedic | Smith & Nephew Plate and Screw System- EVOS | Small Fragment Plate | ≤ 6 holes | SMITH & NEPHEW PTY LIMITED |  | Change to Group benefit
SL130 | 06 - Specialist Orthopaedic | Smith & Nephew Plate and Screw System- EVOS | Small Fragment Plate | ≤ 6 holes | SMITH & NEPHEW PTY LIMITED |  | Change to Group benefit
SL217 | 06 - Specialist Orthopaedic | UNI-CP Compression plating system | 2 or 4 hole stainless steel compression plate, with 3 plate configurations (2 or 4 hole 'straight' design, 4 hole T-design) | 2 or 4 hole, 4 interaxis sizes: 17, 20, 25 and 30mm | SMITH & NEPHEW PTY LIMITED |  | Change to Group benefit
SL227 | 06 - Specialist Orthopaedic | Uni-CP Compression plating system | 4 hole U design | 4 hole, 3 interaxis sizes: 17,19,21mm | SMITH & NEPHEW PTY LIMITED |  | Change to Group benefit
SN012 | 06 - Specialist Orthopaedic | TC-100 & Peri-Loc | 1/3 Tubular Plates | ≤ 6 holes. | SMITH & NEPHEW PTY LIMITED |  | Change to Group benefit
SN044 | 06 - Specialist Orthopaedic | TC-100 & Peri-Loc | 3.5mm Straight Plates | ≤ 6 holes | SMITH & NEPHEW PTY LIMITED |  | Change to Group benefit
SN109 | 06 - Specialist Orthopaedic | TC100 | 3.5mm Reconstruction Plates | ≤ 6 holes | SMITH & NEPHEW PTY LIMITED |  | Change to Group benefit
SN136 | 06 - Specialist Orthopaedic | TC-100 | Small right angle & T plates | ≤ 6 holes | SMITH & NEPHEW PTY LIMITED |  | Change to Group benefit
SN796 | 06 - Specialist Orthopaedic | Peri-Loc | Locking 1/3 Tubular & 3.5mm Straight Plates | ≤ 6 holes | SMITH & NEPHEW PTY LIMITED |  | Change to Group benefit
SN800 | 06 - Specialist Orthopaedic | Peri-Loc | 3.5mm Recon Plate | ≤ 6 holes | SMITH & NEPHEW PTY LIMITED |  | Change to Group benefit
SN914 | 06 - Specialist Orthopaedic | Peri-Loc | Clavicle plates | ≤6 holes | SMITH & NEPHEW PTY LIMITED |  | Change to Group benefit
SN938 | 06 - Specialist Orthopaedic | Peri-Loc VLP | VAL/LK 3.5 1/3 Tubular | ≤6 holes | SMITH & NEPHEW PTY LIMITED |  | Change to Group benefit
SN979 | 06 - Specialist Orthopaedic | Peri-Loc | Fibula Plates | ≤ 6 holes | SMITH & NEPHEW PTY LIMITED |  | Change to Group benefit
HW535 | 06 - Specialist Orthopaedic | VariAx Compression Plating System | VAL 1/3 Tubular Plate | >/=6 holes | STRYKER AUSTRALIA PTY LTD |  | Change to Group benefit
HW707 | 06 - Specialist Orthopaedic | Charlotte MTP Fusion System | MTP plate, stainless steel | Left & Right small & standard, 6 holes | STRYKER AUSTRALIA PTY LTD |  | Change to Group benefit
HW708 | 06 - Specialist Orthopaedic | Charlotte MTP Fusion System | MTP plate, stainless steel | Left & Right extended,9 holes | STRYKER AUSTRALIA PTY LTD |  | Change to Group benefit
HW711 | 06 - Specialist Orthopaedic | Lapidus Plate | Titanium locking plate with unique stepped displacement in 1mm increments permits accurate plantarisation and lateralisation in midfoot fusions. | 3.5mm: neutral, 1-6mm step | STRYKER AUSTRALIA PTY LTD |  | Change to Group benefit
HW715 | 06 - Specialist Orthopaedic | Arthrodesis Flat Plate - AFP | Flat plate intended for use in isolated tarsal fusions, titanium locking plate, 2mm thickness | 12, 14 & 16mm length - 4 hole | STRYKER AUSTRALIA PTY LTD |  | Change to Group benefit
HW902 | 06 - Specialist Orthopaedic | MaxLock Extreme System - Small Plates ≤ 6 holes | Small variable angle locking plates, titanium, ≤ 6 holes | ≤ 6 holes | STRYKER AUSTRALIA PTY LTD |  | Change to Group benefit
HW936 | 06 - Specialist Orthopaedic | MaxLock Extreme System – Edgelock II STP Plate | Calcaneal displacement osteotomies locking plate, Titanium. | ≤ 6 holes | STRYKER AUSTRALIA PTY LTD |  | Change to Group benefit
HW978 | 06 - Specialist Orthopaedic | TOM Plate | Designed for base osteotomies and fusions of MT1 with correction achieved through one cut. It is a titanium locking plate, anatomically designed with a smaller radius to fit the contour of the first metatarsal and 5 step variation in 1mm increments for ac | - L & R: neutral, 1-5mm step, 4 hole | STRYKER AUSTRALIA PTY LTD |  | Change to Group benefit
HW979 | 06 - Specialist Orthopaedic | Locking Plate | Titanium locking plates anatomically contoured for forefoot and midfoot osteotomies. | Small (screw size 2.71mm – 4.49mm) ≤ 6 holes | STRYKER AUSTRALIA PTY LTD |  | Change to Group benefit
HW991 | 06 - Specialist Orthopaedic | VariAx 2 Locking Plate System – Distal Ulna | VAL Fixation Plates for Distal Ulna Fractures | 625102 625102S | STRYKER AUSTRALIA PTY LTD |  | Change to Group benefit
HW994 | 06 - Specialist Orthopaedic | Ortholoc Fracture System - Plates | Universal | ≤ 6 holes | STRYKER AUSTRALIA PTY LTD |  | Change to Group benefit
JV024 | 06 - Specialist Orthopaedic | VariAx 2 MIS Calcaneal Plating System | Variable Angle Locking Calcaneal Plating System | Small (5-6 Holes) | STRYKER AUSTRALIA PTY LTD |  | Change to Group benefit
SK538 | 06 - Specialist Orthopaedic | Stryker Plating System | Locking Compression Anatomical Shape | 2-6 hole | STRYKER AUSTRALIA PTY LTD |  | Change to Group benefit
SK540 | 06 - Specialist Orthopaedic | Stryker Plating System | Locking Reconstruction Plates | 4.0mm, 4-6 hole | STRYKER AUSTRALIA PTY LTD |  | Change to Group benefit
SK542 | 06 - Specialist Orthopaedic | Stryker Plating System | Locking One Third Tubular Plates | 3.0mm, 2-6 hole | STRYKER AUSTRALIA PTY LTD |  | Change to Group benefit
SK546 | 06 - Specialist Orthopaedic | Stryker Plating System | T-Plates, pre-shaped | 2-6 holes | STRYKER AUSTRALIA PTY LTD |  | Change to Group benefit
SK548 | 06 - Specialist Orthopaedic | Stryker Plating System Small Fragment Set | 3.5mm Reconstruction Plate | 4-6 hole | STRYKER AUSTRALIA PTY LTD |  | Change to Group benefit
ST037 | 06 - Specialist Orthopaedic | Stryker Plating System Small Fragment Set | One Third Tubular Plate with Collar | 2-6 Holes | STRYKER AUSTRALIA PTY LTD |  | Change to Group benefit
ST730 | 06 - Specialist Orthopaedic | Leibinger Titanium Implant System | Hand system, fixation plate, L-shape, right/left | 1.7mm, 6 holes | STRYKER AUSTRALIA PTY LTD |  | Change to Group benefit
ST738 | 06 - Specialist Orthopaedic | Leibinger Titanium Implant System | Leibinger profyle hand & small fragment system, fixation, 3D plate, titanium | 1.7mm system, 2x2 holes | STRYKER AUSTRALIA PTY LTD |  | Change to Group benefit
SQ114 | 06 - Specialist Orthopaedic | SuperCable Trochanteric Grips and Cable Plate System | Trochanteric Grips - Titanium | Short 50mm, 2 Hole Plate 135mm, 4 Hole Plate 190mm, 6 Hole Plate Straight, Right, Left 245mm | Surgical Specialties Pty Limited |  | Change to Group benefit
SQ138 | 06 - Specialist Orthopaedic | PediLoc Plating System | 3.5mm Locking Plate, PediLoc, PediFrag, PLEO | 2-6 Hole | Surgical Specialties Pty Limited |  | Change to Group benefit
SQ154 | 06 - Specialist Orthopaedic | PediLoc Plating System | Locking Cannulated Blade Plate | Infant, Child, Adolescent, 90-130 degrees, 0-14 mm offset, 25-80 mm blade, 2-4 holes | Surgical Specialties Pty Limited |  | Change to Group benefit
SQ178 | 06 - Specialist Orthopaedic | PediFoot Deformity Correction System | 3.5mm Plates, Compression/Neutral, Recon, Angle Iron, Wedge, Clover | 7-70mm length, 4-6mm wedge length, 2-6 holes | Surgical Specialties Pty Limited |  | Change to Group benefit
BH273 | 06 - Specialist Orthopaedic | ALPS - Anatomic Locked Plating System | 3.5mm titanium plate | 2-6 holes | ZIMMER BIOMET PTY LTD |  | Change to Group benefit
BI930 | 06 - Specialist Orthopaedic | Sternalock | ≤ 6 holes, various shapes | ≤ 6 holes | ZIMMER BIOMET PTY LTD |  | Change to Group benefit
ZI543 | 06 - Specialist Orthopaedic | Zimmer Universal Locking System | 3.5mm Locking T plate | 3 hole head 5 hole shaft 73mm length; 4 hole head 6 hole shaft 85mm length; 3 hole head 3 hole shaft left 51mm length; 3 hole head 4 hole shaft left 63mm length; 3 hole head 3 hole shaft right 51mm length; 3 hole head 4 hole shaft right 63mm length. | ZIMMER BIOMET PTY LTD |  | Change to Group benefit
ZI789 | 06 - Specialist Orthopaedic | ZPS-Zimmer Plate and Screw System | 3.5mm Straight Reconstruction Plates | 3-6 holes | ZIMMER BIOMET PTY LTD |  | Change to Group benefit
ZI810 | 06 - Specialist Orthopaedic | Zimmer Universal Locking System | 3.5mm Dual Compression Locking Plates | 4 - 6 holes | ZIMMER BIOMET PTY LTD |  | Change to Group benefit
HU123 | 06 - Specialist Orthopaedic | Wrist Spanning Plate | Plate for Fracture Fixation | 9 Holes | ARTHREX AUSTRALIA PTY LTD |  | Change to Group benefit
HU177 | 06 - Specialist Orthopaedic | MTP Plate, Straight , Long | 1st MTP Arthrodesis Plate , Straight, Long - 8 Holes | 8 Holes | ARTHREX AUSTRALIA PTY LTD |  | Change to Group benefit
HU183 | 06 - Specialist Orthopaedic | Medial Column Plate | Plate for fusion | Small, Medium, Large (Left and Right) | ARTHREX AUSTRALIA PTY LTD |  | Change to Group benefit
HU187 | 06 - Specialist Orthopaedic | Locking Third Tubular Plate | Plate for fracture of the Fibula | 7-12 Holes | ARTHREX AUSTRALIA PTY LTD |  | Change to Group benefit
HU188 | 06 - Specialist Orthopaedic | Locking Reconstruction Plate | Reconstruction Plate for communited Fibula Shaft Fractures | 7-12 holes | ARTHREX AUSTRALIA PTY LTD |  | Change to Group benefit
HU243 | 06 - Specialist Orthopaedic | MaxForce MTP | Plate for Arthrodesis | 7-8 Holes | ARTHREX AUSTRALIA PTY LTD |  | Change to Group benefit
HU299 | 06 - Specialist Orthopaedic | Locking Distal Fibula Plate | Plate for Fracture Fixation | 7-15 Holes | ARTHREX AUSTRALIA PTY LTD |  | Change to Group benefit
HU308 | 06 - Specialist Orthopaedic | Posterolateral Fibula Plate | Plate for Fracture fixation | ≥ 7 to ≤ 15 holes | ARTHREX AUSTRALIA PTY LTD |  | Change to Group benefit
HU309 | 06 - Specialist Orthopaedic | Posterolateral Fibula Plate | Plate for fracture fixation | 8 Holes | ARTHREX AUSTRALIA PTY LTD |  | Change to Group benefit
HU310 | 06 - Specialist Orthopaedic | Anatomic Posterolateral Distal Fibula Plate | Plate for fracture fixation | 4-6 Holes | ARTHREX AUSTRALIA PTY LTD |  | Change to Group benefit
HU311 | 06 - Specialist Orthopaedic | Anatomic Posterolateral Distal Fibula Plate | Plate for fracture fixation | 7-15 Holes | ARTHREX AUSTRALIA PTY LTD |  | Change to Group benefit
HU312 | 06 - Specialist Orthopaedic | Locking Medial Hook Plate | Plate for fracture fixation | 7-15 Holes | ARTHREX AUSTRALIA PTY LTD |  | Change to Group benefit
HU314 | 06 - Specialist Orthopaedic | Locking Medial Hook Plate | Plate for fracture fixation | &lt;6 Holes | ARTHREX AUSTRALIA PTY LTD |  | Change to Group benefit
HU321 | 06 - Specialist Orthopaedic | Locking Distal Fibular Plate | Plate for Fracture Fixation | 7-15 Holes | ARTHREX AUSTRALIA PTY LTD |  | Change to Group benefit
HU341 | 06 - Specialist Orthopaedic | Postero-Medial Distal Tibial Plate | Plate for Fracture Fixation | 8 Holes | ARTHREX AUSTRALIA PTY LTD |  | Change to Group benefit
HU342 | 06 - Specialist Orthopaedic | Vertical Shear Distal Tibial Plate | Plate for Fracture Fixation | 9 Holes | ARTHREX AUSTRALIA PTY LTD |  | Change to Group benefit
HU343 | 06 - Specialist Orthopaedic | Postero-Lateral Distal Tibial Plate | Plate for Fracture Fixation | 9-13 Holes | ARTHREX AUSTRALIA PTY LTD |  | Change to Group benefit
HU365 | 06 - Specialist Orthopaedic | Patella SuturePlate II Arrow Plate | Titanium Plate for Patella Fracture Fixation | One size only | ARTHREX AUSTRALIA PTY LTD |  | Change to Group benefit
DZ032 | 06 - Specialist Orthopaedic | Valetis Ankle - Plates | 1/3 Tubular Plate | 7 to 12 hole | AUSTRALIAN ORTHOPAEDIC FIXATIONS PTY LTD |  | Change to Group benefit
DZ034 | 06 - Specialist Orthopaedic | Valens Shoulder and Elbow - Plates | Locking Compression Plates | 3.5mm | AUSTRALIAN ORTHOPAEDIC FIXATIONS PTY LTD |  | Change to Group benefit
DZ100 | 06 - Specialist Orthopaedic | Austofix Small Fragment L&C Plates | Locking Compression Plates | 3.5mm | AUSTRALIAN ORTHOPAEDIC FIXATIONS PTY LTD |  | Change to Group benefit
DZ102 | 06 - Specialist Orthopaedic | Austofix Distal Fibula L&C Plates | Distal Fibula Anatomical Locking Plates | 7 to 15 holes, left and right | AUSTRALIAN ORTHOPAEDIC FIXATIONS PTY LTD |  | Change to Group benefit
PB076 | 06 - Specialist Orthopaedic | Marathon variable angle Fibula Plate | Marathon variable angle Fibula Plate | 1 - 6 holes | AUSTRALIAN PACIFIC MEDICAL PTY LTD |  | Change to Group benefit
PB077 | 06 - Specialist Orthopaedic | Marathon variable angle Fibula plates | Marathon variable angle Fibula plates | 7 - 15 holes | AUSTRALIAN PACIFIC MEDICAL PTY LTD |  | Change to Group benefit
ER481 | 06 - Specialist Orthopaedic | Paragon 28 Gorilla Plating System-Plate, small ( ≥ 7 to ≤ 15 holes); variable angle locking | Paragon 28 Gorilla Plating System-Plate, small, titanium, malleus/column rescue/stradle/arch (proximal or distal) | Thickness 1.5/2.0 mm ; multi screw diameter purchase 2.7/3.5/4.2mm | EMERGO ASIA-PACIFIC PTY. LIMITED |  | Change to Group benefit
ER482 | 06 - Specialist Orthopaedic | Paragon 28 Gorilla Plating System-Plate, small ( ≥ 7 to ≤ 15 holes); variable angle locking, complex | Paragon 28 Gorilla Plating System-Plate, small, titanium, malleus/column/ rescue/stradle/arch (proximal or distal), variable angle locking, complex | Thickness 1.5/2.0 mm; multi screw diameter purchase | EMERGO ASIA-PACIFIC PTY. LIMITED |  | Change to Group benefit
ER604 | 06 - Specialist Orthopaedic | Paragon 28 Gorilla Plates- ≥ 7 to ≤ 15 holes, medial, anterior, anterolateral | Paragon 28 Gorilla Plates- tibia ≥ 7 to ≤ 15 holes, medial, anterior, anterolateral. left or right, variable angle locking, complex shapes | ≥ 7 to ≤ 15 holes, thickness 1.8 mm; multi screw diameter purchase | EMERGO ASIA-PACIFIC PTY. LIMITED |  | Change to Group benefit
ER684 | 06 - Specialist Orthopaedic | Paragon 28 Gorilla LisFranc Plating System | Gorilla LisFranc/TMT Plates, dual ray, anatomically contoured, variable angle locking, left or right, small/medium | small/medium, 8 Hole with 2 Compression Slots. thickness 1.4 mm | EMERGO ASIA-PACIFIC PTY. LIMITED |  | Change to Group benefit
GW048 | 06 - Specialist Orthopaedic | WEGO Trauma Systems | Locking Plate Systems | 7-15 Holes | EQUINOX MEDICAL PTY LTD |  | Change to Group benefit
GW066 | 06 - Specialist Orthopaedic | WEGO Trauma Systems | 1/3 Tubular Plate | 7-15 holes | EQUINOX MEDICAL PTY LTD |  | Change to Group benefit
MN210 | 06 - Specialist Orthopaedic | AO/ASIF Plates | Variable Angle Locking Plate | 7-15 Holes | JOHNSON & JOHNSON MEDICAL PTY LTD |  | Change to Group benefit
MN296 | 06 - Specialist Orthopaedic | AO/ASIF Plates | VA-LCP Anterior Clavicle Plates | ≥ 7 to ≤ 15 holes | JOHNSON & JOHNSON MEDICAL PTY LTD |  | Change to Group benefit
MN298 | 06 - Specialist Orthopaedic | AO/ASIF Plates | 3.5 mm LCP Medial Anterior Clavicle Plate | ≥ 7 to ≤ 15 holes | JOHNSON & JOHNSON MEDICAL PTY LTD |  | Change to Group benefit
MN335 | 06 - Specialist Orthopaedic | AO/ASIF Plates | Locking Specialty Plates, LCP Clavicle, MatrixRIB, Titanium | 7-15 Holes | JOHNSON & JOHNSON MEDICAL PTY LTD |  | Change to Group benefit
SY037 | 06 - Specialist Orthopaedic | AO/ASIF Plates | Specialty Plate | 7-15 hole | JOHNSON & JOHNSON MEDICAL PTY LTD |  | Change to Group benefit
SY721 | 06 - Specialist Orthopaedic | AO/ASIF Plates | Non-Locking Fragment Plates | 7-15 Holes | JOHNSON & JOHNSON MEDICAL PTY LTD |  | Change to Group benefit
SY722 | 06 - Specialist Orthopaedic | AO/ASIF Plates | LCP T, L, Straight Plates, Stainless Steel, Titanium | 7-15 holes | JOHNSON & JOHNSON MEDICAL PTY LTD |  | Change to Group benefit
SY798 | 06 - Specialist Orthopaedic | AO/ASIF Plates | Variable Angle Locking Specialty Plate | 7-15 Holes | JOHNSON & JOHNSON MEDICAL PTY LTD |  | Change to Group benefit
JD023 | 06 - Specialist Orthopaedic | 1/3 Tubular Plate | 1/3 Tubular Plate | ≥ 7 to ≤ 15 holes | JOI ORTHOPAEDICS PTY LTD |  | Change to Group benefit
LM123 | 06 - Specialist Orthopaedic | TriMed Periarticular Plate | Periarticular Plates | ≥ 7 to ≤ 15 holes | LMT SURGICAL PTY LTD |  | Change to Group benefit
LM213 | 06 - Specialist Orthopaedic | Fusion Cup | PEEK curved and round plate | 7, 9, 10, 11 & 12 hole | LMT SURGICAL PTY LTD |  | Change to Group benefit
LM309 | 06 - Specialist Orthopaedic | Osteomed FPS | Tubular Plates | 7 to 15 holes | LMT SURGICAL PTY LTD |  | Change to Group benefit
LM471 | 06 - Specialist Orthopaedic | TriMed ASET Foot Plating System | Lapidus Plate | ≥ 7 Holes | LMT SURGICAL PTY LTD |  | Change to Group benefit
LM517 | 06 - Specialist Orthopaedic | OMNI Plating System | Straight Plates | ≥ 7 to ≤ 15 holes | LMT SURGICAL PTY LTD |  | Change to Group benefit
LM519 | 06 - Specialist Orthopaedic | OMNI Plating System | Lisfranc Plates | ≥ 7 to ≤ 15 holes | LMT SURGICAL PTY LTD |  | Change to Group benefit
LM540 | 06 - Specialist Orthopaedic | Omni Stable AF Plating System | Simple Plates, Straight, L and T plates | 7 to 12 holes | LMT SURGICAL PTY LTD |  | Change to Group benefit
LM544 | 06 - Specialist Orthopaedic | Ulnar Shortening Plates | Distal Ulnar Shortening Plates Proximal Ulnar Shortening Plates | The Distal Ulnar Shortening Plates are available in two lengths, left and right configurations. The Proximal Ulnar Shortening Plates are available in two lengths. | LMT SURGICAL PTY LTD |  | Change to Group benefit
LM546 | 06 - Specialist Orthopaedic | Midshaft Humerus Plates | Midshaft Humerus Plates | 136-244mm, narrow and broad versions. 7 to 13 holes | LMT SURGICAL PTY LTD |  | Change to Group benefit
EO081 | 06 - Specialist Orthopaedic | APTUS Foot | TriLock Plates | 2.8 | MEDARTIS AUSTRALIA & NEW ZEALAND PTY LTD |  | Change to Group benefit
EO133 | 06 - Specialist Orthopaedic | APTUS | Variable angle locking plate | 7 - 15 holes | MEDARTIS AUSTRALIA & NEW ZEALAND PTY LTD |  | Change to Group benefit
EO134 | 06 - Specialist Orthopaedic | APTUS | Clavicle Variable Angle Locking Plates | 7 - 15 holes | MEDARTIS AUSTRALIA & NEW ZEALAND PTY LTD |  | Change to Group benefit
EO136 | 06 - Specialist Orthopaedic | APTUS | Variable Angle Locking Plates | 7 - 15 holes | MEDARTIS AUSTRALIA & NEW ZEALAND PTY LTD |  | Change to Group benefit
MO445 | 06 - Specialist Orthopaedic | Acumed Small Fragment Plates | One Third Tubular Plates | 7 to 15 Holes | Medical & Optical Instruments Australia Pty Ltd |  | Change to Group benefit
OX007 | 06 - Specialist Orthopaedic | ARMAR LPS Reconstruction Plates | 3.5 mm reconstruction plates | 7-15 holes | MERIL AUSTRALIA PTY LTD |  | Change to Group benefit
OX050 | 06 - Specialist Orthopaedic | ARMAR 3.5 MM Meril Locking Plate system - Lateral Distal Fibula Plate | Plate for Fracture Fixation | 4-10 Holes 80-158 mm Length Left and Right | MERIL AUSTRALIA PTY LTD |  | Change to Group benefit
TN027 | 06 - Specialist Orthopaedic | Newclip Plating System | Locking Bone Plates | 7 to 15 holes | NEWCLIP TECHNICS AUSTRALIA PTY LTD |  | Change to Group benefit
TN044 | 06 - Specialist Orthopaedic | Newclip Clavicle Plate | Plate for fixation of fractures of the clavicle or Locking Clavicle Plate | 7 to 15 holes | NEWCLIP TECHNICS AUSTRALIA PTY LTD |  | Change to Group benefit
TN051 | 06 - Specialist Orthopaedic | VAL plates screw size 2.71-4.49 | VAL complex plates screw size 2.71-4.49 | 7≥ to ≤ 15 holes | NEWCLIP TECHNICS AUSTRALIA PTY LTD |  | Change to Group benefit
TN059 | 06 - Specialist Orthopaedic | Periarticular Clavicle plate | Periarticular plate for clavicle | ≥ 7 to ≤ 15 holes | NEWCLIP TECHNICS AUSTRALIA PTY LTD |  | Change to Group benefit
TN063 | 06 - Specialist Orthopaedic | Newclip Locking plates | Variable Angle Locking Plate | 7 to 15 holes | NEWCLIP TECHNICS AUSTRALIA PTY LTD |  | Change to Group benefit
TN066 | 06 - Specialist Orthopaedic | Newclip Plating System | VAL Locking plates | 7 to 15 holes | NEWCLIP TECHNICS AUSTRALIA PTY LTD |  | Change to Group benefit
TN071 | 06 - Specialist Orthopaedic | Periarticular Clavicle plate | Periarticular plate for clavicle | ≥ 7 to ≤ 15 holes | NEWCLIP TECHNICS AUSTRALIA PTY LTD |  | Change to Group benefit
TN074 | 06 - Specialist Orthopaedic | Newclip Foot Plate | Variable-Angle Locking anatomic plates | ≥ 7 to ≤ 15 holes | NEWCLIP TECHNICS AUSTRALIA PTY LTD |  | Change to Group benefit
SL087 | 06 - Specialist Orthopaedic | PERI-LOC | Clavicle plates | ≥ 7 to ≤ 15 holes | SMITH & NEPHEW PTY LIMITED |  | Change to Group benefit
SL095 | 06 - Specialist Orthopaedic | Smith & Nephew Plate and Screw System - EVOS | Small Fragment plate | ≥ 7 to ≤ 15 holes | SMITH & NEPHEW PTY LIMITED |  | Change to Group benefit
SL097 | 06 - Specialist Orthopaedic | Smith & Nephew Plate and Screw System - EVOS | Small Fragment Plate | ≥ 7 to ≤ 15 holes | SMITH & NEPHEW PTY LIMITED |  | Change to Group benefit
SL126 | 06 - Specialist Orthopaedic | Smith & Nephew Plate and Screw System - EVOS | Small Fragment Plate | ≥ 7 to ≤ 15 holes | SMITH & NEPHEW PTY LIMITED |  | Change to Group benefit
SL215 | 06 - Specialist Orthopaedic | TIBIAXYS Distal Tibial Osteotomy System: Medial right/lateral left osteotomy plate: lateral right/medial left osteotomy plate | Titanium contoured right and left design plates for wedge osteotomy of distal tibia | 8 hole; Lateral plates 75.2mm length | SMITH & NEPHEW PTY LIMITED |  | Change to Group benefit
SL216 | 06 - Specialist Orthopaedic | TIBIAXYS Distal Tibial Osteotomy System - Medial osteotomy plate | Inverted T-shape medial osteotomy plate to fit medial malleolus | 8 hole; 70mm | SMITH & NEPHEW PTY LIMITED |  | Change to Group benefit
SL219 | 06 - Specialist Orthopaedic | HALLU-Lock MTP Arthrodesis System - HALLU-Lock S Plate | Titanium contoured Hallu-Lock S plate for revision of Keller osteotomy, failed arthroplasty, failed fusion | 7 holes, sizes 0 to 3, length 40 to 55mm | SMITH & NEPHEW PTY LIMITED |  | Change to Group benefit
SL222 | 06 - Specialist Orthopaedic | TIBIAXYS Distal Tibia System - Ankle Arthrodesis - Lateral anterior plate | Titanium lateral anterior plate with 8 holes; left or right | 3mm thick, 92mm long | SMITH & NEPHEW PTY LIMITED |  | Change to Group benefit
SN069 | 06 - Specialist Orthopaedic | TC-100 | 3.5mm Reconstruction Plates | ≥ 7 to ≤ 15 holes | SMITH & NEPHEW PTY LIMITED |  | Change to Group benefit
SN118 | 06 - Specialist Orthopaedic | TC-100 & Peri-Loc | 3.5mm Straight Plates | ≥ 7 to ≤ 15 holes | SMITH & NEPHEW PTY LIMITED |  | Change to Group benefit
SN130 | 06 - Specialist Orthopaedic | TC-100 & Peri-Loc | 3.5mm Straight Plates | ≥ 7 to ≤ 15 holes | SMITH & NEPHEW PTY LIMITED |  | Change to Group benefit
SN797 | 06 - Specialist Orthopaedic | Peri-Loc | Locking 1/3 Tubular & 3.5mm Straight Plates | ≥ 7 to ≤ 15 holes | SMITH & NEPHEW PTY LIMITED |  | Change to Group benefit
SN801 | 06 - Specialist Orthopaedic | Peri-Loc | 3.5mm Recon Plates | > 7 to < 15 holes | SMITH & NEPHEW PTY LIMITED |  | Change to Group benefit
SN936 | 06 - Specialist Orthopaedic | TC-100 | 3.5mm Curved Reconstruction Plate | ≥7 to ≤15 holes | SMITH & NEPHEW PTY LIMITED |  | Change to Group benefit
SN939 | 06 - Specialist Orthopaedic | Peri-Loc VLP | VAL/LK 3.5mm 1/3 Tubular Plates | ≥7 to ≤15 holes | SMITH & NEPHEW PTY LIMITED |  | Change to Group benefit
SN980 | 06 - Specialist Orthopaedic | Peri-Loc | Fibula Plates | ≥ 7 to ≤15 Holes | SMITH & NEPHEW PTY LIMITED |  | Change to Group benefit
HW533 | 06 - Specialist Orthopaedic | VariAx Compression Plating System | Locking Plate System | ≥ 7 to ≤ 15 | STRYKER AUSTRALIA PTY LTD |  | Change to Group benefit
HW598 | 06 - Specialist Orthopaedic | VariAx Clavicle Plating System | Locking Plating System | 7-10 holes | STRYKER AUSTRALIA PTY LTD |  | Change to Group benefit
HW811 | 06 - Specialist Orthopaedic | Ortholoc Fracture System - Plates | Universal | 8 Hole | STRYKER AUSTRALIA PTY LTD |  | Change to Group benefit
HW934 | 06 - Specialist Orthopaedic | MaxLock Extreme System - Small Complex VAL Plates >6 holes | Small complex variable angle lockig plates, Titanium, >6 holes | > 6 holes | STRYKER AUSTRALIA PTY LTD |  | Change to Group benefit
HW992 | 06 - Specialist Orthopaedic | VariAx 2 Locking Plate System – Distal Ulna | VAL Fixation Plates for Distal Ulna Fractures | ≥ 7 to ≤ 15 holes | STRYKER AUSTRALIA PTY LTD |  | Change to Group benefit
JV025 | 06 - Specialist Orthopaedic | VariAx 2 MIS Calcaneal Plating System | Variable Angle Locking Calcaneal Plating System | Small - Large (7-9 Holes) | STRYKER AUSTRALIA PTY LTD |  | Change to Group benefit
SK099 | 06 - Specialist Orthopaedic | Stryker Plating System Small Fragment Set | One Third Tubular Plate with Collar | 7-14 Holes | STRYKER AUSTRALIA PTY LTD |  | Change to Group benefit
SK539 | 06 - Specialist Orthopaedic | Stryker Plating System | Locking Compression Anatomical Shape | 7-14 hole | STRYKER AUSTRALIA PTY LTD |  | Change to Group benefit
SK541 | 06 - Specialist Orthopaedic | Stryker Plating System | Locking Reconstruction Plates | 4.0mm, 7-14 hole | STRYKER AUSTRALIA PTY LTD |  | Change to Group benefit
SK543 | 06 - Specialist Orthopaedic | Stryker Plating System | Locking One Third Tubular Plates | 3.0mm, 7-14 hole | STRYKER AUSTRALIA PTY LTD |  | Change to Group benefit
SK547 | 06 - Specialist Orthopaedic | Stryker Plating System | T-Plates, pre-shaped | 7-13 hole | STRYKER AUSTRALIA PTY LTD |  | Change to Group benefit
SK549 | 06 - Specialist Orthopaedic | Stryker Plating System Small Fragment Set | 3.5mm Reconstruction Plate | 7-14 hole | STRYKER AUSTRALIA PTY LTD |  | Change to Group benefit
ST051 | 06 - Specialist Orthopaedic | Stryker Plating System Small Fragment Set | Cloverleaf Plate | 8-15 Holes | STRYKER AUSTRALIA PTY LTD |  | Change to Group benefit
SQ081 | 06 - Specialist Orthopaedic | PediLoc-Periarticular Locking Plating System Femur - >7 to >15 holes, screw size 2.71 - 4.49mm | 3.5mm Contour or Bowed Locking Compression, 8-14 Hole Plate, Left-Right | 3.5mm Bowed, 14 hole 3.5mm contour, 8 - 14 Hole Left-Right | Surgical Specialties Pty Limited |  | Change to Group benefit
SQ174 | 06 - Specialist Orthopaedic | PediFoot Deformity Correction System | 3.5mm Plates, Recon | 70mm length, 8 holes | Surgical Specialties Pty Limited |  | Change to Group benefit
SQ192 | 06 - Specialist Orthopaedic | PediLoc Plating System | 3.5mm Locking Plate | 8 Hole | Surgical Specialties Pty Limited |  | Change to Group benefit
BH244 | 06 - Specialist Orthopaedic | ALPS foot system | Fusion Plates – Metatarsal, Lapidus, Single Joint Fusion Closed Compression | small to large | ZIMMER BIOMET PTY LTD |  | Change to Group benefit
BH274 | 06 - Specialist Orthopaedic | ALPS - Anatomic Locked Plating System | 3.5mm Titanium plates | 7 to 15 holes | ZIMMER BIOMET PTY LTD |  | Change to Group benefit
ZI790 | 06 - Specialist Orthopaedic | ZPS-Zimmer Plate and Screw System | 3.5mm Straight Reconstruction Plates | 7-15 holes | ZIMMER BIOMET PTY LTD |  | Change to Group benefit
ZI801 | 06 - Specialist Orthopaedic | Zimmer Universal Locking System | 3.5mm One Third Tubular Locking Plate | 7-15 holes | ZIMMER BIOMET PTY LTD |  | Change to Group benefit
ZI811 | 06 - Specialist Orthopaedic | Zimmer Universal Locking System | 3.5mm Dual Compression Locking Plates | 7 - 14 holes | ZIMMER BIOMET PTY LTD |  | Change to Group benefit
HU124 | 06 - Specialist Orthopaedic | Dorsal Midfoot Fusion Plate | Plate for fusion | Small, Medium, Large | ARTHREX AUSTRALIA PTY LTD |  | Change to Group benefit
HU300 | 06 - Specialist Orthopaedic | Locking Distal Fibula Plate | Plate for Fracture Fixation | >16 Holes | ARTHREX AUSTRALIA PTY LTD |  | Change to Group benefit
HU364 | 06 - Specialist Orthopaedic | Patella Suture Plate II Star Plate Pole Fracture | Titanium Plate for Fracture Fixation | Small, Medium, Large | ARTHREX AUSTRALIA PTY LTD |  | Change to Group benefit
HU366 | 06 - Specialist Orthopaedic | Patella SuturePlate II Star Plate | Titanium Plate for Patellar Fracture Fixation | Small, Medium, Large | ARTHREX AUSTRALIA PTY LTD |  | Change to Group benefit
ER605 | 06 - Specialist Orthopaedic | Paragon 28 Gorilla Plates- ≥ 16 holes, medial, anterolateral | Paragon 28 Gorilla Plates- tibia ≥ 16 holes, medial, anterolateral, left or right, variable angle locking, complex shapes | ≥ 16 holes, thickness 1.8 mm; multi screw diameter purchase | EMERGO ASIA-PACIFIC PTY. LIMITED |  | Change to Group benefit
GW058 | 06 - Specialist Orthopaedic | WEGO Trauma Systems | Locking Compression Plates | ≥16 holes | EQUINOX MEDICAL PTY LTD |  | Change to Group benefit
SY724 | 06 - Specialist Orthopaedic | AO/ASIF Plates | Non-Locking Fragment Plates | ≥16 Holes | JOHNSON & JOHNSON MEDICAL PTY LTD |  | Change to Group benefit
SY810 | 06 - Specialist Orthopaedic | AO/ASIF Plates | Locking Specialty Plate | ≥16 holes | JOHNSON & JOHNSON MEDICAL PTY LTD |  | Change to Group benefit
LM124 | 06 - Specialist Orthopaedic | TriMed Periarticular Plate | Periarticular Plates | ≥ 16 holes | LMT SURGICAL PTY LTD |  | Change to Group benefit
EO114 | 06 - Specialist Orthopaedic | APTUS | Variable angle locking plates | ≥ 16 holes | MEDARTIS AUSTRALIA & NEW ZEALAND PTY LTD |  | Change to Group benefit
OX008 | 06 - Specialist Orthopaedic | ARMAR LPS Reconstruction Plates | 3.5 mm reconstruction locking plates | 16-22 holes | MERIL AUSTRALIA PTY LTD |  | Change to Group benefit
SL127 | 06 - Specialist Orthopaedic | Smith & Nephew Plate and Screw System - EVOS | Small Fragment plate | ≥ 16 holes | SMITH & NEPHEW PTY LIMITED |  | Change to Group benefit
SN011 | 06 - Specialist Orthopaedic | TC-100 &Peri-Loc | Sterile, 14 - 26 hole | ≥ 16 holes | SMITH & NEPHEW PTY LIMITED |  | Change to Group benefit
SN134 | 06 - Specialist Orthopaedic | TC-100 | 3.5mm Reconstruction Plates | ≥ 16 holes | SMITH & NEPHEW PTY LIMITED |  | Change to Group benefit
SN798 | 06 - Specialist Orthopaedic | Peri-Loc | Plates, Stainless Steel, Locking, Compression, Lefts and Rights | 3.5mm, 20 - 22 holes | SMITH & NEPHEW PTY LIMITED |  | Change to Group benefit
SN937 | 06 - Specialist Orthopaedic | TC-100 | 3.5mm Curved Reconstruction Plate | ≥16 holes | SMITH & NEPHEW PTY LIMITED |  | Change to Group benefit
HW534 | 06 - Specialist Orthopaedic | Stryker Locking Plate System | Variable Angle Locking Plates | ≥ 16 holes | STRYKER AUSTRALIA PTY LTD |  | Change to Group benefit
SK550 | 06 - Specialist Orthopaedic | Stryker Plating System Small Fragment Set | 3.5mm Reconstruction Plate | 16-22 hole | STRYKER AUSTRALIA PTY LTD |  | Change to Group benefit
SQ083 | 06 - Specialist Orthopaedic | PediLoc - Anterolateral and Medial Distal Tibial Paediatric Locking Plate | 3.5 mm distal tibial locking compression plate (narrow/wide; 2-5 holes) | 3.5mm anterolateral left (2,3,4,5, holes) 3.5mm anterolateral right (2,3,4,5 holes) 3.5mm Narrow Left (2,3,4,5, holes) 3.5mm narrow right (2,3,4,5 holes) 3.5mm wide left (2,3,4,5 holes) 3.5mm wide right (2,3,4,5 holes) | Surgical Specialties Pty Limited |  | Change to Group benefit
ZZ073 | 06 - Specialist Orthopaedic | Arix Hand Plating System | Mini Plates | ≤ 6 holes | AA-Med Pty Ltd |  | Change to Group benefit
ZZ074 | 06 - Specialist Orthopaedic | Arix Hand Plating System | Mini Locking Plates | ≤ 6 holes | AA-Med Pty Ltd |  | Change to Group benefit
HU125 | 06 - Specialist Orthopaedic | Straight Plate | Plate for Fracture Fixation | 2-5 Holes | ARTHREX AUSTRALIA PTY LTD |  | Change to Group benefit
HU172 | 06 - Specialist Orthopaedic | LPS Cotton Osteotomy Plates | Wedged Fusion Plate | Flat, 2mm - 8mm | ARTHREX AUSTRALIA PTY LTD |  | Change to Group benefit
HU173 | 06 - Specialist Orthopaedic | X Plate | Plate for fusion | Small | ARTHREX AUSTRALIA PTY LTD |  | Change to Group benefit
HU181 | 06 - Specialist Orthopaedic | Low Profile Straight Plate | Plate for Fusion | 4-6 Holes | ARTHREX AUSTRALIA PTY LTD |  | Change to Group benefit
HU182 | 06 - Specialist Orthopaedic | Low Profile T-Plate | Plate for fusion | 3-6 Holes | ARTHREX AUSTRALIA PTY LTD |  | Change to Group benefit
HU244 | 06 - Specialist Orthopaedic | Hook Plate | Plate for Fracture Fixation | 6 Holes | ARTHREX AUSTRALIA PTY LTD |  | Change to Group benefit
HU266 | 06 - Specialist Orthopaedic | Titanium Metatarsal Opening Wedge Osteotomy Plate | Titanium Metatarsal Opening Wedge Osteotomy Plate with 4 non locking holes and square wedge | 2mm - 8mm | ARTHREX AUSTRALIA PTY LTD |  | Change to Group benefit
HU276 | 06 - Specialist Orthopaedic | V-Plate | Plate for fracture fixation | 6 Holes | ARTHREX AUSTRALIA PTY LTD |  | Change to Group benefit
HU281 | 06 - Specialist Orthopaedic | Straight Plate | Plate for fracture fixation | 6 Holes | ARTHREX AUSTRALIA PTY LTD |  | Change to Group benefit
HU286 | 06 - Specialist Orthopaedic | Rotation Correction Plate | Plate for arthrodesis | 5 Holes | ARTHREX AUSTRALIA PTY LTD |  | Change to Group benefit
HU287 | 06 - Specialist Orthopaedic | Bridge Plate | Plate for fracture fixation | 6 Holes | ARTHREX AUSTRALIA PTY LTD |  | Change to Group benefit
HU289 | 06 - Specialist Orthopaedic | T- Plate | Plate for fracture fixation | 6 Holes | ARTHREX AUSTRALIA PTY LTD |  | Change to Group benefit
HU290 | 06 - Specialist Orthopaedic | T-Plate, Wide | Plate for fracture fixation | 6 Holes | ARTHREX AUSTRALIA PTY LTD |  | Change to Group benefit
HU291 | 06 - Specialist Orthopaedic | Straight Plate, Reinforced | Plate for fracture fixation | 6 Holes | ARTHREX AUSTRALIA PTY LTD |  | Change to Group benefit
HU293 | 06 - Specialist Orthopaedic | T-Plate, Reinforced | Plate for fracture fixation | 6 Holes | ARTHREX AUSTRALIA PTY LTD |  | Change to Group benefit
HU294 | 06 - Specialist Orthopaedic | Y-Plate | Plate for Arthrodesis | 6 Holes | ARTHREX AUSTRALIA PTY LTD |  | Change to Group benefit
HU351 | 06 - Specialist Orthopaedic | Mini Fragment System - Tine Plate | Plate for Fracture Fixation | 2.7mm, 6 Holes | ARTHREX AUSTRALIA PTY LTD |  | Change to Group benefit
HU359 | 06 - Specialist Orthopaedic | Mini Fragment System - Straight Plates | Plates for Fracture Fixation | <6 Holes | ARTHREX AUSTRALIA PTY LTD |  | Change to Group benefit
DZ039 | 06 - Specialist Orthopaedic | Mini-Fragment Plates | Locking Compression Plates | 1.5mm, 2.0mm, 2.5mm, 2.7mm | AUSTRALIAN ORTHOPAEDIC FIXATIONS PTY LTD |  | Change to Group benefit
PB023 | 06 - Specialist Orthopaedic | Mallet Finger Plate | Finger Plates | 1 & 2 Holes | AUSTRALIAN PACIFIC MEDICAL PTY LTD |  | Change to Group benefit
PB026 | 06 - Specialist Orthopaedic | Plates ≤ 6 holes | Plates ≤ 6 holes | ≤ 6 holes | AUSTRALIAN PACIFIC MEDICAL PTY LTD |  | Change to Group benefit
PB028 | 06 - Specialist Orthopaedic | Mini Locking System - Condylar Locking Plates ≤ 6 holes | Condylar Locking Plates | ≤ 6 holes | AUSTRALIAN PACIFIC MEDICAL PTY LTD |  | Change to Group benefit
PB029 | 06 - Specialist Orthopaedic | Mini Locking System - Condylar Plates ≤ 6 holes | Condylar Plates | ≤ 6 holes | AUSTRALIAN PACIFIC MEDICAL PTY LTD |  | Change to Group benefit
PB056 | 06 - Specialist Orthopaedic | Marathon VA System | Variable Angle Bone Plates | <6 Holes | AUSTRALIAN PACIFIC MEDICAL PTY LTD |  | Change to Group benefit
PB085 | 06 - Specialist Orthopaedic | Marathon Mini VAL System | Marathon Mini VAL System | 6 holes or less | AUSTRALIAN PACIFIC MEDICAL PTY LTD |  | Change to Group benefit
BU028 | 06 - Specialist Orthopaedic | Airlock Plate | Airlock Plating System | Left and Right, Size 0 - 6 | CAB MEDICAL PTY LTD |  | Change to Group benefit
ER483 | 06 - Specialist Orthopaedic | Paragon 28 Gorilla Plating System-Plate, mini (≤ 6 holes); variable angle locking | Paragon 28 Gorilla Plating System-Plate, titanium mini plate, compression, variable angle locking, variable sizes and shapes | thickness 1.1/1.3 mm; multi screw diameter purchase 2.0/2.5mm or 2.7/3.5/4.2 mm | EMERGO ASIA-PACIFIC PTY. LIMITED |  | Change to Group benefit
ER484 | 06 - Specialist Orthopaedic | Paragon 28 Gorilla Plating System-Plate, mini (≤ 6 holes);variable angle locking, complex | Paragon 28 Gorilla Plating System-Plate, titanium mini plate, compression, variable angle locking, complex | thickness 1.1mm; multi screw diameter purchase | EMERGO ASIA-PACIFIC PTY. LIMITED |  | Change to Group benefit
ER492 | 06 - Specialist Orthopaedic | Paragon 28 Proximal Rotational Metatarsal Osteotomy (“PROMO”) Plating System | PROMO left or right contoured plates designed specifically around the angle of the osteotomy, allowing space for optimal cross screw trajectory. Plates are used with Paragon 28 Baby Gorilla or Mini Monster screws. | Size 1-4, osteotomy angles 13-55° | EMERGO ASIA-PACIFIC PTY. LIMITED |  | Change to Group benefit
GW013 | 06 - Specialist Orthopaedic | WEGO Trauma Systems | Locking Compression Plates | ≤ 6 Holes | EQUINOX MEDICAL PTY LTD |  | Change to Group benefit
GW026 | 06 - Specialist Orthopaedic | WEGO Trauma Systems | Non-Locking Plate Systems | ≤ 6 holes | EQUINOX MEDICAL PTY LTD |  | Change to Group benefit
GW040 | 06 - Specialist Orthopaedic | WEGO Trauma Systems | Locking Compression Plates | ≤ 6 Holes | EQUINOX MEDICAL PTY LTD |  | Change to Group benefit
KO006 | 06 - Specialist Orthopaedic | Complex Variable Locking Hand Plates | Complex Variable Locking Hand Plates | 6 holes or less | FIELD ORTHOPAEDICS PTY LTD |  | Change to Group benefit
KO014 | 06 - Specialist Orthopaedic | Variable Locking Hand Plates | Variable Locking Hand Plates | 6 holes or less | FIELD ORTHOPAEDICS PTY LTD |  | Change to Group benefit
SY713 | 06 - Specialist Orthopaedic | AO/ASIF Plates | LCP, Condylar, Mini Fragment Plates - Various | ≤6 holes | JOHNSON & JOHNSON MEDICAL PTY LTD |  | Change to Group benefit
SY736 | 06 - Specialist Orthopaedic | AO/ASIF Plates | Non-Locking Plates | ≤ 6 holes | JOHNSON & JOHNSON MEDICAL PTY LTD |  | Change to Group benefit
SY737 | 06 - Specialist Orthopaedic | AO/ASIF Plates | Locking Plates | ≤6 Holes | JOHNSON & JOHNSON MEDICAL PTY LTD |  | Change to Group benefit
SY747 | 06 - Specialist Orthopaedic | AO/ASIF Plates | Condylar plates | ≤ 6 holes | JOHNSON & JOHNSON MEDICAL PTY LTD |  | Change to Group benefit
SY804 | 06 - Specialist Orthopaedic | AO/ASIF Plates | Locking Plates | ≤6 Holes | JOHNSON & JOHNSON MEDICAL PTY LTD |  | Change to Group benefit
SY806 | 06 - Specialist Orthopaedic | AO/ASIF Plates | Pre-contoured locking plates | ≤6 Holes | JOHNSON & JOHNSON MEDICAL PTY LTD |  | Change to Group benefit
SY808 | 06 - Specialist Orthopaedic | AO/ASIF Plates | Pre-contoured locking plates | ≤6 Holes | JOHNSON & JOHNSON MEDICAL PTY LTD |  | Change to Group benefit
SY817 | 06 - Specialist Orthopaedic | AO/ASIF Plates | Locking plates | Less than 6 holes | JOHNSON & JOHNSON MEDICAL PTY LTD |  | Change to Group benefit
SY821 | 06 - Specialist Orthopaedic | AO/ASIF Plates | Anatomic Locking Hand Plates | 2-6 holes | JOHNSON & JOHNSON MEDICAL PTY LTD |  | Change to Group benefit
KT086 | 06 - Specialist Orthopaedic | KLS Martin Hand Fracture System - Plates | Various Size and Shaped Plates | 1 to 6 Hole | KLS MARTIN AUSTRALIA PTY LIMITED |  | Change to Group benefit
KT087 | 06 - Specialist Orthopaedic | KLS Martin Hand Fracture System - Plates | Various Size and Shapes plates | 1 to 6 hole | KLS MARTIN AUSTRALIA PTY LIMITED |  | Change to Group benefit
LM209 | 06 - Specialist Orthopaedic | Jones Fracture Plate | Fracture Fixation Systems | ≤ 6 holes | LMT SURGICAL PTY LTD |  | Change to Group benefit
LM254 | 06 - Specialist Orthopaedic | OsteoMed FPS | Titanium locking footplates | 2mm and 2.7mm | LMT SURGICAL PTY LTD |  | Change to Group benefit
LM470 | 06 - Specialist Orthopaedic | TriMed ASET Foot Plating System | Lapidus and Universal Plates | ≤ 6 holes | LMT SURGICAL PTY LTD |  | Change to Group benefit
LM473 | 06 - Specialist Orthopaedic | TriMed ASET Foot Plating System | Straight and T Plates | ≤ 6 holes | LMT SURGICAL PTY LTD |  | Change to Group benefit
EO060 | 06 - Specialist Orthopaedic | Aptus Wrist Arthrodesis | STT Fusion Plate | 2.0 system | MEDARTIS AUSTRALIA & NEW ZEALAND PTY LTD |  | Change to Group benefit
EO082 | 06 - Specialist Orthopaedic | APTUS Hand and Foot | TriLock Plates | 1.2 - 2.3 | MEDARTIS AUSTRALIA & NEW ZEALAND PTY LTD |  | Change to Group benefit
EO084 | 06 - Specialist Orthopaedic | APTUS Hand | Fixation Plates | 1.2 - 2.3 | MEDARTIS AUSTRALIA & NEW ZEALAND PTY LTD |  | Change to Group benefit
MO202 | 06 - Specialist Orthopaedic | Acumed Bone Plate | MCP Fusion Plate - Titanium | 4 Hole | Medical & Optical Instruments Australia Pty Ltd |  | Change to Group benefit
MO395 | 06 - Specialist Orthopaedic | RibLoc Rib fracture plating System | RibLoc Plate | 46mmL X 8-14mm W | Medical & Optical Instruments Australia Pty Ltd |  | Change to Group benefit
MO433 | 06 - Specialist Orthopaedic | ACUMED Hand Fracture System | 0.8mm Avulsion Hook Plate | 0.8mm | Medical & Optical Instruments Australia Pty Ltd |  | Change to Group benefit
MO436 | 06 - Specialist Orthopaedic | Acumed Hand Fracture System | Straight Plates Variable Angle Locking | 6 hole | Medical & Optical Instruments Australia Pty Ltd |  | Change to Group benefit
MO447 | 06 - Specialist Orthopaedic | Acumed Small Fragment Plates | 2.7mm Fragment Plates | 6 Hole | Medical & Optical Instruments Australia Pty Ltd |  | Change to Group benefit
TN046 | 06 - Specialist Orthopaedic | VAL plates screw size ≤2.7mm | Variable angle locking complex plates | Mini : screw size ≤2.7mm <= 6 holes | NEWCLIP TECHNICS AUSTRALIA PTY LTD |  | Change to Group benefit
TN072 | 06 - Specialist Orthopaedic | Newclip Anatomic Locking plates | Variable Angle Anatomic Locking Plate | ≤6 holes | NEWCLIP TECHNICS AUSTRALIA PTY LTD |  | Change to Group benefit
SF118 | 06 - Specialist Orthopaedic | Islay MTP Plate | Islay MTP / TMT Plate | 2.7mm Univeral locking plate 18mm (2.7ULP), up to 24mm Open wedge locking plate 4mm (OW) up to 7mm Open wedge locking plate 0mm Open wedge osteotomy plate 4mm to 7.00mm | SIGNATURE ORTHOPAEDICS PTY LTD |  | Change to Group benefit
SF123 | 06 - Specialist Orthopaedic | Islay Opening Wedge Locking plate | Islay Opening Wedge Locking plate | universal locking plate 12 MM - 30mm/ Opening Wedge Locking plate 0MM-7MM Opening Wedge osteotomy plate OMM-7MM | SIGNATURE ORTHOPAEDICS PTY LTD |  | Change to Group benefit
SL035 | 06 - Specialist Orthopaedic | VLP | VAL mini plates | Mini Plates ≤2.7mm | SMITH & NEPHEW PTY LIMITED |  | Change to Group benefit
SL038 | 06 - Specialist Orthopaedic | VLP EVOS | VAL mini plates - Hand | Mini Plates ≤2.7mm | SMITH & NEPHEW PTY LIMITED |  | Change to Group benefit
SL039 | 06 - Specialist Orthopaedic | VLP EVOS | Mini Plates Straight | ≤ 6 holes | SMITH & NEPHEW PTY LIMITED |  | Change to Group benefit
SL068 | 06 - Specialist Orthopaedic | VLP | VAL mini plates - Hand | Mini Plates ≤2.7mm | SMITH & NEPHEW PTY LIMITED |  | Change to Group benefit
SL133 | 06 - Specialist Orthopaedic | Smith & Nephew Plate and Screw System- EVOS | Small Fragment Plate | ≤ 6 holes | SMITH & NEPHEW PTY LIMITED |  | Change to Group benefit
SL136 | 06 - Specialist Orthopaedic | Smith & Nephew Plate and Screw System - EVOS | Small Fragment Plate | ≤ 6 holes | SMITH & NEPHEW PTY LIMITED |  | Change to Group benefit
SL218 | 06 - Specialist Orthopaedic | HALLU-Lock MTP Arthrodesis System - HALLU-Lock C Plate | Titanium contoured plate for 1st MTP arthrodesis, fixation of fractures and osteotomies | 4, 5 or 6 holes; sizes 0 to 3, length 35 to 50mm | SMITH & NEPHEW PTY LIMITED |  | Change to Group benefit
SN068 | 06 - Specialist Orthopaedic | TC 100 | Plate: Condylar | 1.5mm, 2.0mm &2.7mm | SMITH & NEPHEW PTY LIMITED |  | Change to Group benefit
SN073 | 06 - Specialist Orthopaedic | TC-100 | Mini L Plates & T Plates | ≤ 6 holes | SMITH & NEPHEW PTY LIMITED |  | Change to Group benefit
SN083 | 06 - Specialist Orthopaedic | TC-100 | 2.0mm T Plates | ≤ 6 holes | SMITH & NEPHEW PTY LIMITED |  | Change to Group benefit
SN088 | 06 - Specialist Orthopaedic | TC-100 | Semitubular Plates | ≤ 6 holes | SMITH & NEPHEW PTY LIMITED |  | Change to Group benefit
SN116 | 06 - Specialist Orthopaedic | TC-100 | 2.7mm T Plates | ≤ 6 holes | SMITH & NEPHEW PTY LIMITED |  | Change to Group benefit
SN928 | 06 - Specialist Orthopaedic | TC-100 | Quarter Tubular Plates, L/E 6 holes | ≤6 holes | SMITH & NEPHEW PTY LIMITED |  | Change to Group benefit
SN930 | 06 - Specialist Orthopaedic | Peri-Loc | 2.7mm LK Reconstruction Plates | ≤6 holes | SMITH & NEPHEW PTY LIMITED |  | Change to Group benefit
SN932 | 06 - Specialist Orthopaedic | TC-100 | 2.0mm Straight Plates | ≤6 holes | SMITH & NEPHEW PTY LIMITED |  | Change to Group benefit
SN940 | 06 - Specialist Orthopaedic | Peri-Loc VLP | VAL/LK, 2.7mm Quarter Tubular Plates | ≤6 holes | SMITH & NEPHEW PTY LIMITED |  | Change to Group benefit
HW563 | 06 - Specialist Orthopaedic | Leibinger Titanium Implant System | Profyle hand and small fragment plate system | screw size ≤2.7mm ≤ 6 holes | STRYKER AUSTRALIA PTY LTD |  | Change to Group benefit
HW792 | 06 - Specialist Orthopaedic | Charlotte LisfrancReconstruction System - Bridge Plate. | Stainless steel plate for stabilisation of the tarsometatarsal joint. | 4, 6, 5 & 9 hole. | STRYKER AUSTRALIA PTY LTD |  | Change to Group benefit
HW825 | 06 - Specialist Orthopaedic | Locking Plate | Titanium locking plates anatomically contoured for forefoot and midfoot osteotomies. | 2.7mm & 3.5mm. Neutral, 1mm, 2mm, 3mm, 4mm, 4.5mm, 5mm, 5.5mm, 6mm, 6.5mm, 7mm, 8mm, 10mm. 4-6Holes | STRYKER AUSTRALIA PTY LTD |  | Change to Group benefit
HW829 | 06 - Specialist Orthopaedic | Biotech Easy Lock System | Easy Lock Plating System | Various | STRYKER AUSTRALIA PTY LTD |  | Change to Group benefit
HW899 | 06 - Specialist Orthopaedic | Mini MaxLock Extreme System - Mini Plates ≤ 6 holes | Mini variable angle locking plates, Titanium, ≤ 6 holes | ≤ 6 holes | STRYKER AUSTRALIA PTY LTD |  | Change to Group benefit
HW968 | 06 - Specialist Orthopaedic | ORTHOLOC 2 Small Bones Plates – Complex and VAL – up to 6 holes | Titanium mini plates, complex, variable angle locking, up to 6 holes, various designs (Hook plate, Y-plates and Pinch plates). | Up to 6 holes | STRYKER AUSTRALIA PTY LTD |  | Change to Group benefit
HW969 | 06 - Specialist Orthopaedic | ORTHOLOC 2 Small Bones Plates – VAL – up to 6 holes | Titanium mini plates, variable angle locking, up to 6 holes, various designs (Straight plates, T-plate and Jones Fracture Plates). | Up to 6 holes | STRYKER AUSTRALIA PTY LTD |  | Change to Group benefit
JV005 | 06 - Specialist Orthopaedic | SternalPlate Closure System - Plates | Titanium Sternal Fixation System | ≤ 6 holes | STRYKER AUSTRALIA PTY LTD |  | Change to Group benefit
JV006 | 06 - Specialist Orthopaedic | SternalPlate Closure System - Plates | Titanium Sternal Fixation System | ≤ 6 holes | STRYKER AUSTRALIA PTY LTD |  | Change to Group benefit
SK591 | 06 - Specialist Orthopaedic | Diamond Plate/Carpal Button | Carpal Fusion Plate | Large, Small | STRYKER AUSTRALIA PTY LTD |  | Change to Group benefit
SR086 | 06 - Specialist Orthopaedic | Stryker Locking Plate System | Plates including Locking, Standard and Compression | ≤ 6 holes | STRYKER AUSTRALIA PTY LTD |  | Change to Group benefit
ST786 | 06 - Specialist Orthopaedic | Leibinger Titanium Implant System | Leibinger Forefoot Reconstruction System, straight plate, Titanium | 4 holes | STRYKER AUSTRALIA PTY LTD |  | Change to Group benefit
ST787 | 06 - Specialist Orthopaedic | Leibinger Titanium Implant System | Leibinger Forefoot Reconstruction System, straight plate, Titanium | 6 holes | STRYKER AUSTRALIA PTY LTD |  | Change to Group benefit
ST788 | 06 - Specialist Orthopaedic | Leibinger Titanium Implant System | Leibinger System, anatomical shap, Titanium | screw size ≤2.7mm ≤ 6 holes | STRYKER AUSTRALIA PTY LTD |  | Change to Group benefit
SQ139 | 06 - Specialist Orthopaedic | PediLoc - Plating System ≤ 6 holes, screw size ≤ 2.7mm | 2.7mm Locking Plate | 3-6 Hole | Surgical Specialties Pty Limited |  | Change to Group benefit
SQ182 | 06 - Specialist Orthopaedic | PediFoot Deformity Correction System | 2.7mm Plates, Compression/Neutral, Recon, Angle Iron, Wedge, Clover | 5-56mm length, 2-4mm wedge length, 2-6 holes | Surgical Specialties Pty Limited |  | Change to Group benefit
ZI946 | 06 - Specialist Orthopaedic | Normed fracture fixation plates | Titanium locking foot plates | 4/6 hole and 2.7mm screws | ZIMMER BIOMET PTY LTD |  | Change to Group benefit
ZZ075 | 06 - Specialist Orthopaedic | Locking Plate System | Variable Locking Plate | ≥ 7 to ≤ 15 holes | AA-Med Pty Ltd |  | Change to Group benefit
ZZ076 | 06 - Specialist Orthopaedic | Arix Hand Plating System | Mini Locking Plate | ≥ 7 to ≤ 15 holes | AA-Med Pty Ltd |  | Change to Group benefit
HU126 | 06 - Specialist Orthopaedic | 5th Metatarsal Fracture Plate | Hook Plate for Fracture fixation | 2 Sizes Side Specific Long Left - 7 Holes Long Right - 7 Holes | ARTHREX AUSTRALIA PTY LTD |  | Change to Group benefit
HU179 | 06 - Specialist Orthopaedic | Low Profile Straight Plate | Plate for fusion | 7-8 Holes | ARTHREX AUSTRALIA PTY LTD |  | Change to Group benefit
HU180 | 06 - Specialist Orthopaedic | Low Profile T-Plate | Plate for fusion | 7-9 Holes | ARTHREX AUSTRALIA PTY LTD |  | Change to Group benefit
HU195 | 06 - Specialist Orthopaedic | Low Profile MTP Plate | Arthodesis Plate - 8 Hole plate | 8 Hole plate | ARTHREX AUSTRALIA PTY LTD |  | Change to Group benefit
HU245 | 06 - Specialist Orthopaedic | Reinforced T-Plate | Plate for Fracture Fixation | 8 Holes | ARTHREX AUSTRALIA PTY LTD |  | Change to Group benefit
HU246 | 06 - Specialist Orthopaedic | Wide T-Plate | Plate for Fracture Fixation | 10 Holes | ARTHREX AUSTRALIA PTY LTD |  | Change to Group benefit
HU275 | 06 - Specialist Orthopaedic | Triangle Plate | Plate for fracture fixation | 8 Holes | ARTHREX AUSTRALIA PTY LTD |  | Change to Group benefit
HU277 | 06 - Specialist Orthopaedic | V-Plate | Plate for fracture fixation | 10 Holes | ARTHREX AUSTRALIA PTY LTD |  | Change to Group benefit
HU282 | 06 - Specialist Orthopaedic | Straight Plate | Plate for fracture fixation | 10 Holes | ARTHREX AUSTRALIA PTY LTD |  | Change to Group benefit
HU283 | 06 - Specialist Orthopaedic | Z-Plate | Plate for fracture fixation | 10 Holes | ARTHREX AUSTRALIA PTY LTD |  | Change to Group benefit
HU284 | 06 - Specialist Orthopaedic | Cage Plate | Plate for fracture fixation | 10 Holes | ARTHREX AUSTRALIA PTY LTD |  | Change to Group benefit
HU288 | 06 - Specialist Orthopaedic | T- Plate | Plate for fracture fixation | 8 Holes | ARTHREX AUSTRALIA PTY LTD |  | Change to Group benefit
HU292 | 06 - Specialist Orthopaedic | Straight Plate, Reinforced | Plate for fracture fixation | 8 Holes | ARTHREX AUSTRALIA PTY LTD |  | Change to Group benefit
HU295 | 06 - Specialist Orthopaedic | Y-Plate | Plate for Arthrodesis | 8 Holes | ARTHREX AUSTRALIA PTY LTD |  | Change to Group benefit
HU345 | 06 - Specialist Orthopaedic | Mini Fragment System - Wide T-Plate | Plate for Fracture Fixation | 2.7mm; 11 and 15 holes | ARTHREX AUSTRALIA PTY LTD |  | Change to Group benefit
HU350 | 06 - Specialist Orthopaedic | Mini Fragment System - T-Plate | Plate for Fracture Fixation | >7-15 Holes | ARTHREX AUSTRALIA PTY LTD |  | Change to Group benefit
HU352 | 06 - Specialist Orthopaedic | Mini Fragment System - Tine Plate | Plate for Fracture Fixation | 2.7mm, 10 Holes | ARTHREX AUSTRALIA PTY LTD |  | Change to Group benefit
HU360 | 06 - Specialist Orthopaedic | Mini Fragment System - Triangular Plate | Plate for Fracture Fixation | >7-15 Holes | ARTHREX AUSTRALIA PTY LTD |  | Change to Group benefit
HU361 | 06 - Specialist Orthopaedic | Mini Fragment System - Straight Plates | Plate for Fracture Fixation | 2.7mm; 8 holes, 8 holes reinforced, 10 holes, 10 holes reinforced | ARTHREX AUSTRALIA PTY LTD |  | Change to Group benefit
DZ040 | 06 - Specialist Orthopaedic | Mini Fragment Plates | Locking Compression Plates | 1.5mm, 2.0mm, 2.5mm, 2.7mm | AUSTRALIAN ORTHOPAEDIC FIXATIONS PTY LTD |  | Change to Group benefit
PB027 | 06 - Specialist Orthopaedic | Mini Locking System - Locking Plates ≥ 7 to ≤ 15 holes | Foot & hand plates - steel - titanium multiple hole | 2-2.7 mm, ≥ 7 to ≤ 15 holes | AUSTRALIAN PACIFIC MEDICAL PTY LTD |  | Change to Group benefit
PB058 | 06 - Specialist Orthopaedic | Marathon VA System | Variable Angle Bone plates | >7 - <15 holes | AUSTRALIAN PACIFIC MEDICAL PTY LTD |  | Change to Group benefit
PB084 | 06 - Specialist Orthopaedic | Marathon Mini VAL System | Marathon Mini VAL System | 7 - 15 Holes | AUSTRALIAN PACIFIC MEDICAL PTY LTD |  | Change to Group benefit
ER485 | 06 - Specialist Orthopaedic | Paragon 28 Gorilla Plating System-Plate, mini (≥ 7 to ≤ 15 holes); variable angle locking | Paragon 28 Gorilla Plating System-Plate, mini, Titanium, compression, variable angle locking, various shapes (e.g. straight/oblique, right/left) | thickness 1.1 mm, multi screw diameter purchase 2.0/2.5mm | EMERGO ASIA-PACIFIC PTY. LIMITED |  | Change to Group benefit
ER486 | 06 - Specialist Orthopaedic | Paragon 28 Gorilla Plating System-Plate, mini (≥ 7 to ≤ 15 holes); variable angle locking, complex | Paragon 28 Gorilla Plating System-Plate, mini, Titanium, compression, variable angle locking, complex shapes | thickness 1.1mm; multi screw diameter purchase | EMERGO ASIA-PACIFIC PTY. LIMITED |  | Change to Group benefit
GW017 | 06 - Specialist Orthopaedic | WEGO Trauma Systems | Locking Compression Plate | 7 - 15 Holes | EQUINOX MEDICAL PTY LTD |  | Change to Group benefit
GW033 | 06 - Specialist Orthopaedic | WEGO Trauma Systems | Locking Compression Plate | 7 - 15 Holes | EQUINOX MEDICAL PTY LTD |  | Change to Group benefit
KO003 | 06 - Specialist Orthopaedic | Variable Locking Hand Plates | Variable Locking Hand Plates | 7 to 15 holes | FIELD ORTHOPAEDICS PTY LTD |  | Change to Group benefit
KO007 | 06 - Specialist Orthopaedic | Complex Variable Locking Hand Plates | Complex Variable Locking Hand Plates | 7 to 15 holes | FIELD ORTHOPAEDICS PTY LTD |  | Change to Group benefit
MN306 | 06 - Specialist Orthopaedic | AO/ASIF Plate | VA Locking Patella Plating System, Stainless Steel, Titanium | 13 holes | JOHNSON & JOHNSON MEDICAL PTY LTD |  | Change to Group benefit
MN309 | 06 - Specialist Orthopaedic | AO/ASIF Plates | VA-LCP Clavicle Plates, Shaft | ≥ 7 to ≤ 15 holes | JOHNSON & JOHNSON MEDICAL PTY LTD |  | Change to Group benefit
MN336 | 06 - Specialist Orthopaedic | AO/ASIF Plate | VA Locking Patella Plate Titanium | 13 holes | JOHNSON & JOHNSON MEDICAL PTY LTD |  | Change to Group benefit
SY628 | 06 - Specialist Orthopaedic | AO/ASIF Plates | LCP, Condylar , mini Fragment Plates - Various | 7 - 15 holes | JOHNSON & JOHNSON MEDICAL PTY LTD |  | Change to Group benefit
SY748 | 06 - Specialist Orthopaedic | AO/ASIF Plates | Condylar plates | ≥ 7 to ≤ 15 holes | JOHNSON & JOHNSON MEDICAL PTY LTD |  | Change to Group benefit
SY799 | 06 - Specialist Orthopaedic | AO/ASIF Plates | LCP, Condylar, Mini Fragment Plates - Various | 7-15 holes | JOHNSON & JOHNSON MEDICAL PTY LTD |  | Change to Group benefit
SY818 | 06 - Specialist Orthopaedic | AO/ASIF Plates | Locking plates | 7 to 15 holes | JOHNSON & JOHNSON MEDICAL PTY LTD |  | Change to Group benefit
SY822 | 06 - Specialist Orthopaedic | AO/ASIF Plates | VA Locking Plates | 7-12 holes | JOHNSON & JOHNSON MEDICAL PTY LTD |  | Change to Group benefit
KT084 | 06 - Specialist Orthopaedic | KLS Martin Hand Fracture System - Plates | Various size and shaped plates | 7 to 15 hole | KLS MARTIN AUSTRALIA PTY LIMITED |  | Change to Group benefit
KT085 | 06 - Specialist Orthopaedic | KLS Martin Hand Fracture System - Plates | Various size and shaped plates | 7 to 15 hole | KLS MARTIN AUSTRALIA PTY LIMITED |  | Change to Group benefit
KT094 | 06 - Specialist Orthopaedic | RECOS Ulna | Ulna Plate | Short 80mm, Long 90mm x 10mm | KLS MARTIN AUSTRALIA PTY LIMITED |  | Change to Group benefit
LM210 | 06 - Specialist Orthopaedic | Jones Fracture Plate | Fracture Fixation Systems | ≥ 7 to ≤ 15 holes | LMT SURGICAL PTY LTD |  | Change to Group benefit
LM253 | 06 - Specialist Orthopaedic | OsteoMed FPS | Titanium locking footplates | 2mm and 2.7mm | LMT SURGICAL PTY LTD |  | Change to Group benefit
LM262 | 06 - Specialist Orthopaedic | Osteomed Plates | Low Profile plates | 1.2/1.6/2.0/2.4mm 4-12 hole; straight, L, T | LMT SURGICAL PTY LTD |  | Change to Group benefit
LM263 | 06 - Specialist Orthopaedic | OsteoMed HPS | Low Profile hand plates | 1.2/1.6/2.0/2.4mm 4-12 hole; Complex | LMT SURGICAL PTY LTD |  | Change to Group benefit
LM472 | 06 - Specialist Orthopaedic | TriMed ASET Foot Plating System | MTP Plates | ≥ 7 to ≤ 15 holes | LMT SURGICAL PTY LTD |  | Change to Group benefit
EO061 | 06 - Specialist Orthopaedic | Aptus Wrist Arthrodesis | RSL Fusion Plate | 7 to 15 holes | MEDARTIS AUSTRALIA & NEW ZEALAND PTY LTD |  | Change to Group benefit
EO094 | 06 - Specialist Orthopaedic | APTUS Hand and Foot | TriLock Plates | 1.2 - 2.3 | MEDARTIS AUSTRALIA & NEW ZEALAND PTY LTD |  | Change to Group benefit
MO428 | 06 - Specialist Orthopaedic | ACUMED Total Wrist Fusion Plating System | Total Wrist Fusion System | Plates available in 9 and 10 hole configurations | Medical & Optical Instruments Australia Pty Ltd |  | Change to Group benefit
MO430 | 06 - Specialist Orthopaedic | ACUMED Hand Fracture System, plates | Hand plating System, including plates and screws | Plates available in 7 to 12 hole configurations | Medical & Optical Instruments Australia Pty Ltd |  | Change to Group benefit
MO432 | 06 - Specialist Orthopaedic | ACUMED Hand Fracture System | 0.8mm Offset Plate | 0.8mm | Medical & Optical Instruments Australia Pty Ltd |  | Change to Group benefit
MO434 | 06 - Specialist Orthopaedic | ACUMED Hand Fracture System | 1.3mm Rolando Fracture Hook Plate | 1.3mm | Medical & Optical Instruments Australia Pty Ltd |  | Change to Group benefit
MO448 | 06 - Specialist Orthopaedic | Acumed Small Fragment Plates | 2.7mm Fragment Plates | 7 to 15 Holes | Medical & Optical Instruments Australia Pty Ltd |  | Change to Group benefit
SL032 | 06 - Specialist Orthopaedic | VLP | VAL mini plates | Mini Plates ≤2.7mm | SMITH & NEPHEW PTY LIMITED |  | Change to Group benefit
SL040 | 06 - Specialist Orthopaedic | VLP EVOS | Mini Plates Straight | ≥7 to ≤15 holes | SMITH & NEPHEW PTY LIMITED |  | Change to Group benefit
SL069 | 06 - Specialist Orthopaedic | VLP | VAL mini plates - Hand | Mini Plates ≤2.7mm | SMITH & NEPHEW PTY LIMITED |  | Change to Group benefit
SL098 | 06 - Specialist Orthopaedic | Smith & Nephew Plate and Screw System - EVOS | Small Fragment Plate | ≥ 7 to ≤ 15 holes | SMITH & NEPHEW PTY LIMITED |  | Change to Group benefit
SL137 | 06 - Specialist Orthopaedic | Smith & Nephew Plate and Screw System - EVOS | Small Fragment Plate | ≥ 7 to ≤ 15 holes | SMITH & NEPHEW PTY LIMITED |  | Change to Group benefit
SL140 | 06 - Specialist Orthopaedic | Smith & Nephew Plate and Screw System - EVOS | Small Fragment Plate | ≥ 7 to ≤ 15 holes | SMITH & NEPHEW PTY LIMITED |  | Change to Group benefit
SN931 | 06 - Specialist Orthopaedic | Peri-Loc | 2.7mm LK Reconstruction Plates | ≥7 to ≤15 holes | SMITH & NEPHEW PTY LIMITED |  | Change to Group benefit
SN941 | 06 - Specialist Orthopaedic | Peri-Loc VLP | VAL/LK, 2.7mm Quarter Tubular Plates | ≥7 to ≤15 holes | SMITH & NEPHEW PTY LIMITED |  | Change to Group benefit
HW564 | 06 - Specialist Orthopaedic | Leibinger Titanium Implant System | Profyle hand and small fragment plate system | size ≤2.7mm ≥ 7 to ≤ 15 holes | STRYKER AUSTRALIA PTY LTD |  | Change to Group benefit
HW826 | 06 - Specialist Orthopaedic | Locking Plate | Titanium locking plates anatomically contoured for forefoot and midfoot osteotomies. | 2.7mm & 3.5mm, neutral, 1mm, 2mm, 3mm, 4mm, 5mm, 6mm, 7mm, 7-9 holes | STRYKER AUSTRALIA PTY LTD |  | Change to Group benefit
HW900 | 06 - Specialist Orthopaedic | Mini MaxLock Extreme System - Mini Plates > 6 holes | Mini Variable angle locking plates, Titanium, > 6 holes | > 6 holes | STRYKER AUSTRALIA PTY LTD |  | Change to Group benefit
HW970 | 06 - Specialist Orthopaedic | ORTHOLOC 2 Small Bones Plates – VAL – 7 to 15 holes | Titanium mini plates, variable angle locking, 7-15 holes, various designs (Straight plate, T-plates). | From 7 to 15 holes | STRYKER AUSTRALIA PTY LTD |  | Change to Group benefit
JV004 | 06 - Specialist Orthopaedic | SternalPlate Closure System - Plates | Titanium Sternal Fixation System | ≥ 7 to ≤ 15 holes | STRYKER AUSTRALIA PTY LTD |  | Change to Group benefit
JV007 | 06 - Specialist Orthopaedic | SternalPlate Closure System - Plates | Titanium Sternal Fixation System | ≥ 7 to ≤ 15 holes | STRYKER AUSTRALIA PTY LTD |  | Change to Group benefit
SR089 | 06 - Specialist Orthopaedic | Stryker Locking Plate System | Periarticular Plates, Locking | 4-6 | STRYKER AUSTRALIA PTY LTD |  | Change to Group benefit
SR090 | 06 - Specialist Orthopaedic | Stryker Locking Plates System | Locking Plates | 7-13 | STRYKER AUSTRALIA PTY LTD |  | Change to Group benefit
SQ140 | 06 - Specialist Orthopaedic | PediLoc - Plating System ≥ 7 to ≤ 15 holes, screw size ≤ 2.7mm | 2.7mm Locking Plate | 7-15 Hole | Surgical Specialties Pty Limited |  | Change to Group benefit
SQ151 | 06 - Specialist Orthopaedic | PediLoc Plating System | PediFrag Wrist Fusion Plates | 2.7/3.5mm 99-112mm | Surgical Specialties Pty Limited |  | Change to Group benefit
SQ177 | 06 - Specialist Orthopaedic | PediFoot Deformity Correction System | 2.7mm Plates, Recon | 56mm length, 8 holes | Surgical Specialties Pty Limited |  | Change to Group benefit
BH064 | 06 - Specialist Orthopaedic | Sternalock | plates, various shapes | 7-15 holes | ZIMMER BIOMET PTY LTD |  | Change to Group benefit
BH297 | 06 - Specialist Orthopaedic | ALPS Hand Fracture System - Locking Plate | 1.0 - 2.5mm titanium hand plates | 7 to 25 holes | ZIMMER BIOMET PTY LTD |  | Change to Group benefit
BH366 | 06 - Specialist Orthopaedic | ALPS Hand Fracture System - Locking Plate | 1.5mm and 2.5mm titanium hand plates | 7 to 15 holes | ZIMMER BIOMET PTY LTD |  | Change to Group benefit
BH367 | 06 - Specialist Orthopaedic | ALPS Hand Fracture System - Locking Plate | 1.5mm and 2.5mm titanium hand plates | 7 to 15 holes | ZIMMER BIOMET PTY LTD |  | Change to Group benefit
ER500 | 06 - Specialist Orthopaedic | Paragon 28 Gorilla Plating System-Plate, mini (≥ 16 holes);variable angle locking, complex | Paragon 28 Gorilla Plating System-Plate, mini, titanium, compression, variable angle locking, various complex shapes and sizes, left or right | thickness 2.0mm; multi screw diameter purchase | EMERGO ASIA-PACIFIC PTY. LIMITED |  | Change to Group benefit
GW015 | 06 - Specialist Orthopaedic | WEGO Trauma Systems | Non-Locking Plate Systems | ≥ 16 holes | EQUINOX MEDICAL PTY LTD |  | Change to Group benefit
KO008 | 06 - Specialist Orthopaedic | Complex Variable Locking Hand Plates | Complex Variable Locking Hand Plates | 16 holes or more | FIELD ORTHOPAEDICS PTY LTD |  | Change to Group benefit
SY629 | 06 - Specialist Orthopaedic | 'AO/ASIF Plates | Non-locking Plates | ≥ 16 holes | JOHNSON & JOHNSON MEDICAL PTY LTD |  | Change to Group benefit
SY819 | 06 - Specialist Orthopaedic | AO/ASIF Plates | Pre-contoured Locking plate | ≥16 holes | JOHNSON & JOHNSON MEDICAL PTY LTD |  | Change to Group benefit
SY820 | 06 - Specialist Orthopaedic | AO/ASIF Plates | Pre-contoured Locking plate | ≥16 holes | JOHNSON & JOHNSON MEDICAL PTY LTD |  | Change to Group benefit
EO062 | 06 - Specialist Orthopaedic | Aptus Wrist Arthrodesis | Total Wrist Fusion Plate, Straight, long bend and short bend | >16 holes | MEDARTIS AUSTRALIA & NEW ZEALAND PTY LTD |  | Change to Group benefit
EO086 | 06 - Specialist Orthopaedic | APTUS Hand | Fixation Plates | 1.2 - 2.3 | MEDARTIS AUSTRALIA & NEW ZEALAND PTY LTD |  | Change to Group benefit
SL131 | 06 - Specialist Orthopaedic | Smith & Nephew Plate and Screw System - EVOS | Small Fragment plate | ≥ 16 holes | SMITH & NEPHEW PTY LIMITED |  | Change to Group benefit
SL141 | 06 - Specialist Orthopaedic | Smith & Nephew Plate and Screw System - EVOS | Small Fragment Plate | ≥ 16 holes | SMITH & NEPHEW PTY LIMITED |  | Change to Group benefit
SN933 | 06 - Specialist Orthopaedic | TC-100 | 2.0mm Straight Plates | ≥16 holes | SMITH & NEPHEW PTY LIMITED |  | Change to Group benefit
SN935 | 06 - Specialist Orthopaedic | TC-100 | 1.5mm Mini Plates | ≥16 holes | SMITH & NEPHEW PTY LIMITED |  | Change to Group benefit
HW788 | 06 - Specialist Orthopaedic | Stryker Plating System | Non-locking Plates | ≥ 16 holes | STRYKER AUSTRALIA PTY LTD |  | Change to Group benefit
SR088 | 06 - Specialist Orthopaedic | Stryker Locking Plate System | Plates including Locking, Standard, and Compression | 16 hole | STRYKER AUSTRALIA PTY LTD |  | Change to Group benefit
SY606 | 06 - Specialist Orthopaedic | AO/ASIF Plates | DHS Plates | 2-6 holes | JOHNSON & JOHNSON MEDICAL PTY LTD |  | Change to Group benefit
SY609 | 06 - Specialist Orthopaedic | AO/ASIF Plates | DHS Plates | 2-6 holes | JOHNSON & JOHNSON MEDICAL PTY LTD |  | Change to Group benefit
SL158 | 06 - Specialist Orthopaedic | Compression Hip Screw System | Compression Hip Screw Plates | ≤ 6 holes | SMITH & NEPHEW PTY LIMITED |  | Change to Group benefit
SN488 | 06 - Specialist Orthopaedic | Intermediate Osteotomy System | Compressing | One size only | SMITH & NEPHEW PTY LIMITED |  | Change to Group benefit
SN493 | 06 - Specialist Orthopaedic | Paediatric Osteotomy System | Paediatric Osteotomy System | ≤ 6 holes | SMITH & NEPHEW PTY LIMITED |  | Change to Group benefit
SN912 | 06 - Specialist Orthopaedic | Intermediate Osteotomy System | Plate (hip screw) | ≤6 holes | SMITH & NEPHEW PTY LIMITED |  | Change to Group benefit
SK551 | 06 - Specialist Orthopaedic | Omega3 Compression Hip Screw System | Omega3 Locking Plate | 2-6 hole | STRYKER AUSTRALIA PTY LTD |  | Change to Group benefit
ZI768 | 06 - Specialist Orthopaedic | Zimmer Internal Fixation System: Compression Hip Screw | Versa Fx II CHS Tube Plates | 2-6 holes left and right | ZIMMER BIOMET PTY LTD |  | Change to Group benefit
SY607 | 06 - Specialist Orthopaedic | AO/ASIF Plates | DHS Plates | 7-15 holes | JOHNSON & JOHNSON MEDICAL PTY LTD |  | Change to Group benefit
SY610 | 06 - Specialist Orthopaedic | AO/ASIF Plates | DHS Plates | 8-14 holes | JOHNSON & JOHNSON MEDICAL PTY LTD |  | Change to Group benefit
SL157 | 06 - Specialist Orthopaedic | Compression Hip Screw System | Compression Hip Screw Plates | ≥ 7 to ≤ 15 holes | SMITH & NEPHEW PTY LIMITED |  | Change to Group benefit
SN913 | 06 - Specialist Orthopaedic | Intermediate Osteotomy System | Plate (hip screw) | ≥7 to ≤15 holes | SMITH & NEPHEW PTY LIMITED |  | Change to Group benefit
SK552 | 06 - Specialist Orthopaedic | Omega3 Compression Hip Screw System | Omega3 Locking Plate | 7-14 hole | STRYKER AUSTRALIA PTY LTD |  | Change to Group benefit
ZI769 | 06 - Specialist Orthopaedic | Versa Fx II Compression Hip Screw | Versa Fx II CHS Tube Plates | 7-15 holes left and right | ZIMMER BIOMET PTY LTD |  | Change to Group benefit
SY608 | 06 - Specialist Orthopaedic | AO/ASIF Plates | DHS Plates | ≥ 16 holes | JOHNSON & JOHNSON MEDICAL PTY LTD |  | Change to Group benefit
SY611 | 06 - Specialist Orthopaedic | AO/ASIF Plates | DHS Plates | ≥ 16-20 holes | JOHNSON & JOHNSON MEDICAL PTY LTD |  | Change to Group benefit
SY641 | 06 - Specialist Orthopaedic | AO/ASIF Plates | DCS DHS plate | ≤ 6 holes | JOHNSON & JOHNSON MEDICAL PTY LTD |  | Change to Group benefit
SN922 | 06 - Specialist Orthopaedic | Compression Hip Screw System | Classic Supracondylar Plate | ≤6 holes | SMITH & NEPHEW PTY LIMITED |  | Change to Group benefit
ZI770 | 06 - Specialist Orthopaedic | Versa Fx II Compression Hip Screw | Versa Fx II CHS Tube Plates | 2-6 holes left and right | ZIMMER BIOMET PTY LTD |  | Change to Group benefit
SY642 | 06 - Specialist Orthopaedic | AO/ASIF Plates | DCS DHS plate | 7- 15 holes | JOHNSON & JOHNSON MEDICAL PTY LTD |  | Change to Group benefit
SN923 | 06 - Specialist Orthopaedic | Compression Hip Screw System | Classic Supracondylar Plate | ≥7 to ≤15 holes | SMITH & NEPHEW PTY LIMITED |  | Change to Group benefit
ZI771 | 06 - Specialist Orthopaedic | Versa Fx II Compression Hip Screw | Versa Fx II CHS Tube Plates | 7-15 holes left and right | ZIMMER BIOMET PTY LTD |  | Change to Group benefit
SY643 | 06 - Specialist Orthopaedic | AO/ASIF Plates | DCS DHS plate | ≥ 16 Holes | JOHNSON & JOHNSON MEDICAL PTY LTD |  | Change to Group benefit
DZ005 | 06 - Specialist Orthopaedic | Valens Shoulder and Elbow - Clavicle | Clavicle - Superior, Anterior, Hook, Locking Plates | ≤ 6 holes | AUSTRALIAN ORTHOPAEDIC FIXATIONS PTY LTD |  | Change to Group benefit
DZ006 | 06 - Specialist Orthopaedic | Valens Shoulder and Elbow - Clavicle | Clavicle – Superior, Anterior, Hook, Locking Plates | 7-15 Holes | AUSTRALIAN ORTHOPAEDIC FIXATIONS PTY LTD |  | Change to Group benefit
PB082 | 06 - Specialist Orthopaedic | VA Clavicle Plate | VA Clavicle Plating System | less than 6 holes | AUSTRALIAN PACIFIC MEDICAL PTY LTD |  | Change to Group benefit
GW067 | 06 - Specialist Orthopaedic | WEGO Trauma Systems - Titanium Alloy | Clavicle Plating System - Titanium Alloy | ≤ 6 holes | EQUINOX MEDICAL PTY LTD |  | Change to Group benefit
MN294 | 06 - Specialist Orthopaedic | AO/ASIF Plates | LCP Clavicle Hook Plate | ≤ 6 holes | JOHNSON & JOHNSON MEDICAL PTY LTD |  | Change to Group benefit
MN323 | 06 - Specialist Orthopaedic | AO/ASIF Plates | VA-LCP Clavicle Plate 2.7 System - Button Hook Plate | ≤ 6 holes, 9-, 12- and 15-mm hook depth | JOHNSON & JOHNSON MEDICAL PTY LTD |  | Change to Group benefit
MO371 | 06 - Specialist Orthopaedic | Acumed Locking Scapula Plate System | Locking Bone Plate, Scapula | ≤6 hole | Medical & Optical Instruments Australia Pty Ltd |  | Change to Group benefit
MO384 | 06 - Specialist Orthopaedic | Acumed Locking Clavical Plating System | Locking Clavicle Plates Mid Shaft Anterior and Distal | ≥ 6 holes | Medical & Optical Instruments Australia Pty Ltd |  | Change to Group benefit
OX022 | 06 - Specialist Orthopaedic | ARMAR LPS Clavicle Hook Plates | 3.5 mm anatomical clavicle hook locking plate | 4-6 holes | MERIL AUSTRALIA PTY LTD |  | Change to Group benefit
OX023 | 06 - Specialist Orthopaedic | ARMAR Superior Anterior Clavicle Plates | Superior Anterior Clavicle anatomical plates | 3-6 holes | MERIL AUSTRALIA PTY LTD |  | Change to Group benefit
SL142 | 06 - Specialist Orthopaedic | Smith & Nephew Plate and Screw System - EVOS | VAL Periarticular Anatomical Small Fragment plate - Clavicle | ≤ 6 holes | SMITH & NEPHEW PTY LIMITED |  | Change to Group benefit
HW595 | 06 - Specialist Orthopaedic | Stryker Locked Plating System | Periarticular variable angle locking plate - clavicle | 1-6 holes | STRYKER AUSTRALIA PTY LTD |  | Change to Group benefit
DZ101 | 06 - Specialist Orthopaedic | Austofix Clavicle L&C Plates | Hook Clavicle Locking Plates | 7-15 Holes | AUSTRALIAN ORTHOPAEDIC FIXATIONS PTY LTD |  | Change to Group benefit
PB083 | 06 - Specialist Orthopaedic | VA Clavicle Plate | VA Clavicle Plating System | 7 - 15 holes | AUSTRALIAN PACIFIC MEDICAL PTY LTD |  | Change to Group benefit
GW049 | 06 - Specialist Orthopaedic | WEGO Trauma Systems | Clavicle Plating System | 7 - 15 Holes | EQUINOX MEDICAL PTY LTD |  | Change to Group benefit
MN295 | 06 - Specialist Orthopaedic | AO/ASIF Plates | LCP Clavicle Hook Plates | ≥7 to ≤ 15 holes | JOHNSON & JOHNSON MEDICAL PTY LTD |  | Change to Group benefit
MN308 | 06 - Specialist Orthopaedic | AO/ASIF Plates | VA-LCP Clavicle Plates, Lateral & Medial | ≥ 7 to ≤ 15 holes | JOHNSON & JOHNSON MEDICAL PTY LTD |  | Change to Group benefit
MN327 | 06 - Specialist Orthopaedic | AO/ASIF Plates | VA-LCP Clavicle Plate 2.7 System - Short and Long Hook Plates | 9, 11 holes; 9-, 12- and 15-mm hook depths | JOHNSON & JOHNSON MEDICAL PTY LTD |  | Change to Group benefit
SY618 | 06 - Specialist Orthopaedic | AO/ASIF Plates | LCP Clavicle - superior, anterior, hook | 7-15 holes | JOHNSON & JOHNSON MEDICAL PTY LTD |  | Change to Group benefit
LM184 | 06 - Specialist Orthopaedic | Trimed Clavicle Fixation Plates | Plates for fixation of fractures of the clavicle | 7-15 holes | LMT SURGICAL PTY LTD |  | Change to Group benefit
EO126 | 06 - Specialist Orthopaedic | APTUS Shoulder Clavicle | Lateral clavicle plates | ≥ 7 to ≤ 15 holes | MEDARTIS AUSTRALIA & NEW ZEALAND PTY LTD |  | Change to Group benefit
MO372 | 06 - Specialist Orthopaedic | Acumed Locking Scapula plate System | Locking Bone Plate, Scapula | ≥7 to ≤15 holes | Medical & Optical Instruments Australia Pty Ltd |  | Change to Group benefit
MO385 | 06 - Specialist Orthopaedic | Acumed Locking Clavical Plating System | Locking Clavicle Plates Mid Shaft, Anterior and Distal | ≥7 to ≤15 holes | Medical & Optical Instruments Australia Pty Ltd |  | Change to Group benefit
OX024 | 06 - Specialist Orthopaedic | ARMAR LPS Clavicle Hook Plates | 3.5mm anatomical clavicle hook plates | 7 holes | MERIL AUSTRALIA PTY LTD |  | Change to Group benefit
OX025 | 06 - Specialist Orthopaedic | ARMAR Superior Anterior Clavicle Plate | 3.5mm anatomical clavicle plate | 7-8 holes | MERIL AUSTRALIA PTY LTD |  | Change to Group benefit
TN019 | 06 - Specialist Orthopaedic | NewClip Clavicle Plate | Locking Clavicle plates | 7 to 15 holes | NEWCLIP TECHNICS AUSTRALIA PTY LTD |  | Change to Group benefit
TN062 | 06 - Specialist Orthopaedic | Newclip Clavicle plates | Locking Clavicle plates | 7 to 15 holes | NEWCLIP TECHNICS AUSTRALIA PTY LTD |  | Change to Group benefit
SL088 | 06 - Specialist Orthopaedic | PERI-LOC | Clavicle plates | ≥ 7 to ≤ 15 holes | SMITH & NEPHEW PTY LIMITED |  | Change to Group benefit
SL153 | 06 - Specialist Orthopaedic | Smith & Nephew Plate and Screw System - EVOS | VAL Periarticular Anatomical Small Fragment plate - Clavicle | ≥ 7 to ≤ 15 holes | SMITH & NEPHEW PTY LIMITED |  | Change to Group benefit
HW597 | 06 - Specialist Orthopaedic | Stryker Locked Plate System | Periarticular variable angle locking plate - clavicle | 7-15 holes | STRYKER AUSTRALIA PTY LTD |  | Change to Group benefit
HW907 | 06 - Specialist Orthopaedic | MaxLock Extreme System - Clavicle Plates | Clavicle Variable angle locking plates, Titanium | 9 to 13 holes | STRYKER AUSTRALIA PTY LTD |  | Change to Group benefit
DZ001 | 06 - Specialist Orthopaedic | Valens Shoulder and Elbow - Elbow | Distal Humerus, Lateral, Medial, Olecranon, Locking Plates | 1-6 Holes | AUSTRALIAN ORTHOPAEDIC FIXATIONS PTY LTD |  | Change to Group benefit
DZ073 | 06 - Specialist Orthopaedic | Austofix Proximal Humeral Plating System - Austofix Proximal Humeral Plate | Anatomic Periarticular Humeral Variable Angle Locking Plate, Titanium | 3-5 holes | AUSTRALIAN ORTHOPAEDIC FIXATIONS PTY LTD |  | Change to Group benefit
GW035 | 06 - Specialist Orthopaedic | WEGO Trauma Systems | Distal Humerus Plating System | ≤ 6 Holes | EQUINOX MEDICAL PTY LTD |  | Change to Group benefit
LM547 | 06 - Specialist Orthopaedic | Periarticular Distal Humerus Plates | Direct Medial Plates | 75mm Left and Right 6 holes | LMT SURGICAL PTY LTD |  | Change to Group benefit
MO352 | 06 - Specialist Orthopaedic | Acumed Tap Loc Elbow plates | Variable angle locking plate system | ≤6 holes lateral | Medical & Optical Instruments Australia Pty Ltd |  | Change to Group benefit
OX001 | 06 - Specialist Orthopaedic | ARMAR LPS Humerus Plates | TiCP humeral locking plates | 3-6 holes | MERIL AUSTRALIA PTY LTD |  | Change to Group benefit
OX003 | 06 - Specialist Orthopaedic | ARMAR Distal Humerus Plates | TiCP anatomic humeral locking plates | 3-6 holes and left and right | MERIL AUSTRALIA PTY LTD |  | Change to Group benefit
SL143 | 06 - Specialist Orthopaedic | Smith & Nephew Plate and Screw System - EVOS | VAL Periarticular Anatomical Small Fragment plate - Humerus | ≤ 6 holes | SMITH & NEPHEW PTY LIMITED |  | Change to Group benefit
SL184 | 06 - Specialist Orthopaedic | Smith & Nephew Plate and Screw System - EVOS | Periarticular Anatomical Plate - Humerus | ≤ 6 holes | SMITH & NEPHEW PTY LIMITED |  | Change to Group benefit
SN916 | 06 - Specialist Orthopaedic | Peri-Loc | Humerus Plates | ≤6 holes | SMITH & NEPHEW PTY LIMITED |  | Change to Group benefit
HW551 | 06 - Specialist Orthopaedic | VariAx Elbow Plating System | Periarticular anatomic humerus | ≤ 6 holes | STRYKER AUSTRALIA PTY LTD |  | Change to Group benefit
ZI929 | 06 - Specialist Orthopaedic | Proximal Humerus Plating System | Proximal Humerus Plates | ≤ 6 holes | ZIMMER BIOMET PTY LTD |  | Change to Group benefit
HU153 | 06 - Specialist Orthopaedic | Titanium Volar Radius Plating System | Fixation Plate for Distal Radius Fractures | 7- 15 holes | ARTHREX AUSTRALIA PTY LTD |  | Change to Group benefit
HU358 | 06 - Specialist Orthopaedic | Titanium Volar Distal Radius Plating System | Plate for fracture fixation | 10 and 13 holes, Narrow, Standard and Wide, Left and Right | ARTHREX AUSTRALIA PTY LTD |  | Change to Group benefit
HU373 | 06 - Specialist Orthopaedic | 2.4mm Sterile Distal Radius Plate | 2.4 Volar Distal Radius Kit Convenience Packs include the Volar plate, screws, and other accessories for insertion | 2.4mm | ARTHREX AUSTRALIA PTY LTD |  | Change to Group benefit
DZ022 | 06 - Specialist Orthopaedic | VRP Distal Radius Fixation System | Volar Distal Radius Plate | Standard, wide, narrow, long, short - left, right and universal | AUSTRALIAN ORTHOPAEDIC FIXATIONS PTY LTD |  | Change to Group benefit
PB057 | 06 - Specialist Orthopaedic | Distal Radius Plate | Distal Radius Plating System | 7 - 15 holes | AUSTRALIAN PACIFIC MEDICAL PTY LTD |  | Change to Group benefit
ER558 | 06 - Specialist Orthopaedic | Osteomed ExtremiLock Plate (≥ 7 to ≤ 15 holes) | VDR Narrow, standard, PQ sparing plates, left or right | ≥ 7 to ≤ 15 holes | EMERGO ASIA-PACIFIC PTY. LIMITED |  | Change to Group benefit
GW022 | 06 - Specialist Orthopaedic | WEGO Trauma Systems | Periarticular Radius Plating Systems | 7 - 15 Holes | EQUINOX MEDICAL PTY LTD |  | Change to Group benefit
SY678 | 06 - Specialist Orthopaedic | AO/ASIF Plates | Anatomical Variable Angle Locking Radial Plates | 7-15 holes | JOHNSON & JOHNSON MEDICAL PTY LTD |  | Change to Group benefit
JD005 | 06 - Specialist Orthopaedic | CarboFix Piccolo Distal Radius Plate System – Plate component | CFR-PEEK distal volar radius plate | Right 52mm, 60mm, 90mm Left 52mm, 60mm, 90mm Narrow Right 50mm, 58mm Narrow Left 50mm, 58mm | JOI ORTHOPAEDICS PTY LTD |  | Change to Group benefit
KT070 | 06 - Specialist Orthopaedic | IXOS Radius Plating System | Titanium Radial Plates | 23-27mm x 43-71mm - >7 to &lt;15 Holes | KLS MARTIN AUSTRALIA PTY LIMITED |  | Change to Group benefit
KT099 | 06 - Specialist Orthopaedic | Recos Radial Plating System | Titanium Volar Locking Radius Plates | 21mm - 24mm (Width) x 70mm (Length): 7-15 Holes | KLS MARTIN AUSTRALIA PTY LIMITED |  | Change to Group benefit
LM057 | 06 - Specialist Orthopaedic | Ascension Radial Head Locking Plate and Screws | Titanium pre-formed anatomical radial head plate | small and large | LMT SURGICAL PTY LTD |  | Change to Group benefit
LM141 | 06 - Specialist Orthopaedic | TriMed Wrist Fixation System | TriMed Volar Bearing Plate | Narrow, Standard, Wide; 3, 5, and 7 Holes | LMT SURGICAL PTY LTD |  | Change to Group benefit
LM322 | 06 - Specialist Orthopaedic | GEMINUS Volar Plating System | Plates | 7 hole, Long (207mm) and Short (160mm) | LMT SURGICAL PTY LTD |  | Change to Group benefit
EO068 | 06 - Specialist Orthopaedic | APTUS Wrist | 2.5 TriLock Distal Radius Plates, Adaptive, Volar, Dorsal, Correction, Extra-articular | 2.5mm diameter system | MEDARTIS AUSTRALIA & NEW ZEALAND PTY LTD |  | Change to Group benefit
MO407 | 06 - Specialist Orthopaedic | Acu-Loc Distal Radius Plating System | Volar, Dorsal, Distal Ulna, Standard, Long, Extra long, wide, narrow, left, right, extra articular plates | ≥ 7 to ≤ 15 | Medical & Optical Instruments Australia Pty Ltd |  | Change to Group benefit
TN035 | 06 - Specialist Orthopaedic | Newclip Radius Plates | Variable Angle plates for the radius | 7-15 holes | NEWCLIP TECHNICS AUSTRALIA PTY LTD |  | Change to Group benefit
TN057 | 06 - Specialist Orthopaedic | Periarticular radius plate | Periarticular VAL radius plate | ≥7 to ≤15 holes | NEWCLIP TECHNICS AUSTRALIA PTY LTD |  | Change to Group benefit
TN075 | 06 - Specialist Orthopaedic | Newclip distal radius plates | Pariarticular anatomic radius plates | ≥ 7 to ≤ 15 holes | NEWCLIP TECHNICS AUSTRALIA PTY LTD |  | Change to Group benefit
SL027 | 06 - Specialist Orthopaedic | D-RAD SMART PACK | D-RAD SMART PACK Plate Kit | Standard, Wide | SMITH & NEPHEW PTY LIMITED |  | Change to Group benefit
SL076 | 06 - Specialist Orthopaedic | VLP | Distal Radius Plates | ≥ 7 to ≤ 15 holes | SMITH & NEPHEW PTY LIMITED |  | Change to Group benefit
SL149 | 06 - Specialist Orthopaedic | Smith & Nephew Plate and Screw System - EVOS | VAL Periarticular anatomic Radius Plate | ≥ 7 to ≤ 15 holes | SMITH & NEPHEW PTY LIMITED |  | Change to Group benefit
JV003 | 06 - Specialist Orthopaedic | VariAx Wrist Plating System – Distal Radius | VAL Fixation Plates for Distal Radius Fractures | ≥ 7 to ≤ 15 holes | STRYKER AUSTRALIA PTY LTD |  | Change to Group benefit
SK572 | 06 - Specialist Orthopaedic | Universal Distal Radius System | SMARTLock Column Locking Plates | 7 hole | STRYKER AUSTRALIA PTY LTD |  | Change to Group benefit
SK573 | 06 - Specialist Orthopaedic | Universal Distal Radius System | Universal SMARTLock Locking plates | 9-15 Hole | STRYKER AUSTRALIA PTY LTD |  | Change to Group benefit
SK632 | 06 - Specialist Orthopaedic | VariAx Volar plates | Volar Plate Polyaxial Locking | Radius 7-15 holes | STRYKER AUSTRALIA PTY LTD |  | Change to Group benefit
BH253 | 06 - Specialist Orthopaedic | Distal Radius Plating System | DVR titanium radius plates | 7 to 15 holes | ZIMMER BIOMET PTY LTD |  | Change to Group benefit
GW030 | 06 - Specialist Orthopaedic | WEGO Trauma Systems | Periarticular Radius Plating Systems | ≥ 16 Holes | EQUINOX MEDICAL PTY LTD |  | Change to Group benefit
MN201 | 06 - Specialist Orthopaedic | AO/ASIF Plates | Anatomical Radial Plates | ≥ 16 Holes | JOHNSON & JOHNSON MEDICAL PTY LTD |  | Change to Group benefit
SY679 | 06 - Specialist Orthopaedic | AO/ASIF Plates | Anatomical Locking Radial Plates | ≥ 16 Holes | JOHNSON & JOHNSON MEDICAL PTY LTD |  | Change to Group benefit
KT071 | 06 - Specialist Orthopaedic | IXOS Radius Plating System | Titanium Radial Plates | 23mm - 32mm x 60mm - 95mm | KLS MARTIN AUSTRALIA PTY LIMITED |  | Change to Group benefit
LM382 | 06 - Specialist Orthopaedic | Volar Distal Radius Plates | Fixation Plate for Distal Radius Fractures | 16 holes or more | LMT SURGICAL PTY LTD |  | Change to Group benefit
EO069 | 06 - Specialist Orthopaedic | APTUS Wrist | 2.5 TriLock Distal Radius Plates, Volar, Dorsal, Correction | 2.5mm diameter system | MEDARTIS AUSTRALIA & NEW ZEALAND PTY LTD |  | Change to Group benefit
MO364 | 06 - Specialist Orthopaedic | Acumed Acu-Loc Radius Plating system | Volar, Dorsal, Distal Ulna, Standard, Long, Extra long, wide, narrow, left, right, extra-articular plates | ≥16 holes | Medical & Optical Instruments Australia Pty Ltd |  | Change to Group benefit
OX030 | 06 - Specialist Orthopaedic | ARMAR 2.4 Locking Distal Radial Plate System - ≥ 16 holes | TiCP Distal Radial Locking Plate | 16 Holes 140mm Length | MERIL AUSTRALIA PTY LTD |  | Change to Group benefit
TN047 | 06 - Specialist Orthopaedic | Periarticular anatomic plates VAL Radius >=16 holes | Periarticular anatomic plates VAL Radius | ≥16 holes | NEWCLIP TECHNICS AUSTRALIA PTY LTD |  | Change to Group benefit
SK574 | 06 - Specialist Orthopaedic | Universal Distal Radius System | Universal SMARTLock Locking Plates | 17 Hole | STRYKER AUSTRALIA PTY LTD |  | Change to Group benefit
SK576 | 06 - Specialist Orthopaedic | VariAx Plate | Volar Plate, Polyaxial Locking | 16-22 Hole | STRYKER AUSTRALIA PTY LTD |  | Change to Group benefit
BH254 | 06 - Specialist Orthopaedic | Distal Radius Fracture Repair System | DVR-A, distal volar radius locking plate, titanium | 16 to 20 holes | ZIMMER BIOMET PTY LTD |  | Change to Group benefit
GW042 | 06 - Specialist Orthopaedic | WEGO Trauma Systems | Periarticular Ulna Plating System | ≤ 6 Holes | EQUINOX MEDICAL PTY LTD |  | Change to Group benefit
SY743 | 06 - Specialist Orthopaedic | AO/ASIF Plates | Anatomic Locking Ulna Plates | ≤6 Holes | JOHNSON & JOHNSON MEDICAL PTY LTD |  | Change to Group benefit
EO059 | 06 - Specialist Orthopaedic | APTUS | Ulna Plates | < or = 6 holes | MEDARTIS AUSTRALIA & NEW ZEALAND PTY LTD |  | Change to Group benefit
MO361 | 06 - Specialist Orthopaedic | Anatomic Midshaft Forearm Plates | Internal Fixation Plate Anatomic Forearm, Ulna | ≤6 holes | Medical & Optical Instruments Australia Pty Ltd |  | Change to Group benefit
OX020 | 06 - Specialist Orthopaedic | ARMAR 3.5 LPS Olecranon Plates | 3.5 mm anatomical olecranon locking plates | 2- 6 holes | MERIL AUSTRALIA PTY LTD |  | Change to Group benefit
SL144 | 06 - Specialist Orthopaedic | Smith & Nephew Plate and Screw System - EVOS | VAL Periarticular Anatomical Small Fragment plate - Ulna | ≤ 6 holes | SMITH & NEPHEW PTY LIMITED |  | Change to Group benefit
SN918 | 06 - Specialist Orthopaedic | Peri-Loc | Olecranon Plates | ≤6 holes | SMITH & NEPHEW PTY LIMITED |  | Change to Group benefit
BH292 | 06 - Specialist Orthopaedic | ALPS Elbow System | Ulna Titanium Plates | Small – Large, 3 to 6 holes | ZIMMER BIOMET PTY LTD |  | Change to Group benefit
DZ004 | 06 - Specialist Orthopaedic | Valens Shoulder and Elbow - Elbow | Ulna Hook Locking Compression Plate | 7 Holes | AUSTRALIAN ORTHOPAEDIC FIXATIONS PTY LTD |  | Change to Group benefit
SY766 | 06 - Specialist Orthopaedic | AO/ASIF Plates | Variable Angle Locking Perarticular Ulna Plates | ≥7 to ≤15 holes | JOHNSON & JOHNSON MEDICAL PTY LTD |  | Change to Group benefit
LM525 | 06 - Specialist Orthopaedic | Proximal Ulna Plate | Proximal Ulna Plate | 73 to 151 mm | LMT SURGICAL PTY LTD |  | Change to Group benefit
EO063 | 06 - Specialist Orthopaedic | Aptus Elbow | Olecranon Plates Right, Left, Straight and Tension | > 7 to < 15 holes | MEDARTIS AUSTRALIA & NEW ZEALAND PTY LTD |  | Change to Group benefit
EO070 | 06 - Specialist Orthopaedic | APTUS Wrist | 2.5 TriLock Y Plate | 2.5mm diameter system | MEDARTIS AUSTRALIA & NEW ZEALAND PTY LTD |  | Change to Group benefit
MO350 | 06 - Specialist Orthopaedic | Acumed Tap Loc Elbow plates | Variable angle locking plate system | ≥7 to ≤15 holes Olecranon | Medical & Optical Instruments Australia Pty Ltd |  | Change to Group benefit
TN010 | 06 - Specialist Orthopaedic | Newclip Plating System | Plates for fixation of fractures of the elbow and/or ulna | Periarticular anatomic - Ulna ≥ 7 to ≤ 15 holes | NEWCLIP TECHNICS AUSTRALIA PTY LTD |  | Change to Group benefit
SL145 | 06 - Specialist Orthopaedic | Smith & Nephew Plate and Screw System - EVOS | VAL Periarticular Anatomical Small Fragment plate - Ulna | ≥ 7 to ≤ 15 holes | SMITH & NEPHEW PTY LIMITED |  | Change to Group benefit
SK499 | 06 - Specialist Orthopaedic | Stryker Locking Plate system | Variable angle locking plate for olecranon fractures | 7-15 Hole | STRYKER AUSTRALIA PTY LTD |  | Change to Group benefit
BH293 | 06 - Specialist Orthopaedic | ALPS Elbow System | Ulna Titanium Plates | 10-13 holes | ZIMMER BIOMET PTY LTD |  | Change to Group benefit
KO013 | 06 - Specialist Orthopaedic | Periarticular Hand Plates | Periarticular Hand Plates | Multiple sizes to suit patient anatomy | FIELD ORTHOPAEDICS PTY LTD |  | Change to Group benefit
SY623 | 06 - Specialist Orthopaedic | AO/ASIF Plates | Anatomical Pelvic Locking Plates | ≤ 6 Holes | JOHNSON & JOHNSON MEDICAL PTY LTD |  | Change to Group benefit
SY725 | 06 - Specialist Orthopaedic | AO/ASIF Plates | Non-Locking Anatomical Pelvic Plates | ≤6 Holes | JOHNSON & JOHNSON MEDICAL PTY LTD |  | Change to Group benefit
KT101 | 06 - Specialist Orthopaedic | Nexos Anatomic Pelvic Plates | Nexos Anatomic Pelvic Plates | 6 holes or less | KLS MARTIN AUSTRALIA PTY LIMITED |  | Change to Group benefit
SK577 | 06 - Specialist Orthopaedic | Stryker Plating System | Matta Pelvic Plates | 2-6 Holes | STRYKER AUSTRALIA PTY LTD |  | Change to Group benefit
GW016 | 06 - Specialist Orthopaedic | WEGO Trauma Systems | Periarticular Femur Plates | ≤ 6 holes | EQUINOX MEDICAL PTY LTD |  | Change to Group benefit
SY682 | 06 - Specialist Orthopaedic | AO/ASIF Plates | Anatomic Non-Locking Femur Plates | ≤ 6 holes | JOHNSON & JOHNSON MEDICAL PTY LTD |  | Change to Group benefit
SY711 | 06 - Specialist Orthopaedic | AO/ASIF Plates | Anatomic Locking Femur Plates | ≤6 holes | JOHNSON & JOHNSON MEDICAL PTY LTD |  | Change to Group benefit
OX045 | 06 - Specialist Orthopaedic | ARMAR 4.5mm Meril Locking Plate System - Distal Femur Plate 5 Holes | TAN Distal Femur Locking Plates | 5 Holes 156mm Length Left and Right Variants | MERIL AUSTRALIA PTY LTD |  | Change to Group benefit
SL079 | 06 - Specialist Orthopaedic | Conquest FN | Anatomic Locking Femur Plate | ≤ 6 holes | SMITH & NEPHEW PTY LIMITED |  | Change to Group benefit
SL186 | 06 - Specialist Orthopaedic | Smith & Nephew Plate and Screw System - EVOS | Periarticular Anatomical Plate - Femur | ≤ 6 holes | SMITH & NEPHEW PTY LIMITED |  | Change to Group benefit
SM180 | 06 - Specialist Orthopaedic | Peri-Loc | Proximal Femur Plates | < 6 holes | SMITH & NEPHEW PTY LIMITED |  | Change to Group benefit
SN972 | 06 - Specialist Orthopaedic | Peri-Loc | Distal Femur Plates | ≤6 holes | SMITH & NEPHEW PTY LIMITED |  | Change to Group benefit
HW305 | 06 - Specialist Orthopaedic | Dall Miles Cable Grip System - Stainless Steel | Stainless Steel Plate:5 hole - Stainless Steel | 6 inches | STRYKER AUSTRALIA PTY LTD |  | Change to Group benefit
SQ133 | 06 - Specialist Orthopaedic | PediLoc - Plating System, ≤ 6 Holes, Periarticular Femoral Plates | Periarticular Femoral Plates | 3.5mm-4.5mm, 4-6 Holes | Surgical Specialties Pty Limited |  | Change to Group benefit
HU197 | 06 - Specialist Orthopaedic | Osteotomy Plates | Osteotomy, Femoral - Stainless Steel | 7.5mm - 17.5 mm | ARTHREX AUSTRALIA PTY LTD |  | Change to Group benefit
GW056 | 06 - Specialist Orthopaedic | WEGO Trauma Systems | Periarticular Femur Plates | ≥ 7 to ≤ 15 holes | EQUINOX MEDICAL PTY LTD |  | Change to Group benefit
SY709 | 06 - Specialist Orthopaedic | AO/ASIF Plates | Anatomic Locking Femur Plates | 7-15 holes | JOHNSON & JOHNSON MEDICAL PTY LTD |  | Change to Group benefit
OX046 | 06 - Specialist Orthopaedic | ARMAR 4.5mm Meril Locking Plate System - Distal Femur Plate ≥ 7 to ≤ 15 holes LK | TAN Distal Femur Locking Plates | 7-13 Holes 196-316 mm Length Left and Right variants | MERIL AUSTRALIA PTY LTD |  | Change to Group benefit
PJ023 | 06 - Specialist Orthopaedic | Femoral Closing Wedge Osteotomy | Symmetric plate, with locking screw technology for femoral distal closing wedge Osteotomy. | 87.5mm x 27.5mm | PurePlay Orthopaedics |  | Change to Group benefit
SL187 | 06 - Specialist Orthopaedic | Smith & Nephew Plate and Screw System - EVOS | Periarticular Anatomical Plate - Femur | ≥ 7 to ≤ 15 holes | SMITH & NEPHEW PTY LIMITED |  | Change to Group benefit
SM181 | 06 - Specialist Orthopaedic | Peri-Loc | Proximal Femur Plates | ≥ 7 to ≤ 15 holes | SMITH & NEPHEW PTY LIMITED |  | Change to Group benefit
SN973 | 06 - Specialist Orthopaedic | Peri-Loc | Distal Femur Plates | ≥7 to ≤15 holes | SMITH & NEPHEW PTY LIMITED |  | Change to Group benefit
HW307 | 06 - Specialist Orthopaedic | Dall Miles Cable Grip System - Stainless Steel | Stainless Steel Plate:9 hole - Stainless Steel | 10 inches | STRYKER AUSTRALIA PTY LTD |  | Change to Group benefit
HW308 | 06 - Specialist Orthopaedic | Dall Miles Cable Grip System - Stainless Steel | Stainless Steel Plate:11 hole - Stainless Steel | 12 inches | STRYKER AUSTRALIA PTY LTD |  | Change to Group benefit
SK557 | 06 - Specialist Orthopaedic | Stryker Plating System | Femur Anatomical Locking Plates | 12-14 hole | STRYKER AUSTRALIA PTY LTD |  | Change to Group benefit
SQ134 | 06 - Specialist Orthopaedic | PediLoc - Plating System, ≥ 7 to ≤ 15 holes, Periarticular Femoral Plates | Periarticular Femoral Plates | 3.5mm-4.5mm, 8-14 Holes | Surgical Specialties Pty Limited |  | Change to Group benefit
ZI749 | 06 - Specialist Orthopaedic | NCB Polyaxial Locking Plate System | NCB Variable Angle Locking Plate - Femur - Ti Alloy | 9 holes - 13 holes Left & Right | ZIMMER BIOMET PTY LTD |  | Change to Group benefit
GW057 | 06 - Specialist Orthopaedic | WEGO Trauma Systems | Periarticular Femur Plates | ≥ 16 holes | EQUINOX MEDICAL PTY LTD |  | Change to Group benefit
MN338 | 06 - Specialist Orthopaedic | AO/ASIF Plates | Anatomic Locking Femur Plates Titanium | ≥16 Holes | JOHNSON & JOHNSON MEDICAL PTY LTD |  | Change to Group benefit
SY768 | 06 - Specialist Orthopaedic | AO/ASIF Plates | Anatomic Locking Femur Plates | ≥16 Holes | JOHNSON & JOHNSON MEDICAL PTY LTD |  | Change to Group benefit
SY769 | 06 - Specialist Orthopaedic | AO/ASIF Plates | Anatomic Locking Femur Plates | ≥16 Holes | JOHNSON & JOHNSON MEDICAL PTY LTD |  | Change to Group benefit
JD009 | 06 - Specialist Orthopaedic | Distal Femur Plate | Distal Femoral Locking Plates | ≥16 Holes | JOI ORTHOPAEDICS PTY LTD |  | Change to Group benefit
SL174 | 06 - Specialist Orthopaedic | Smith & Nephew Plate and Screw System - EVOS | Large and Periprosthetic Femur Plate – Variable Angle Locking | ≥ 16 holes | SMITH & NEPHEW PTY LIMITED |  | Change to Group benefit
SL188 | 06 - Specialist Orthopaedic | Smith & Nephew Plate and Screw System - EVOS | Periarticular Anatomical Plate - Femur | ≥ 16 holes | SMITH & NEPHEW PTY LIMITED |  | Change to Group benefit
SM182 | 06 - Specialist Orthopaedic | Peri-Loc | Proximal Femur Plates | >16 holes | SMITH & NEPHEW PTY LIMITED |  | Change to Group benefit
SN974 | 06 - Specialist Orthopaedic | Peri-Loc | Distal Femur Plates | ≥ 16 holes | SMITH & NEPHEW PTY LIMITED |  | Change to Group benefit
SK558 | 06 - Specialist Orthopaedic | Stryker Plating System | Femur Anatomical Locking Plates | 16-24 hole | STRYKER AUSTRALIA PTY LTD |  | Change to Group benefit
SQ135 | 06 - Specialist Orthopaedic | PediLoc - Plating System ≥ 16 holes, Periarticular Femoral Plates | Periarticular Femoral Plates | 3.5mm-4.5mm, 16-20 Holes | Surgical Specialties Pty Limited |  | Change to Group benefit
ZI748 | 06 - Specialist Orthopaedic | NCB Polyaxial Locking Plate System | NCB Periprosthetic Variable Angle Locking Plate - Femur - Ti Alloy | Over 16 holes Left & Right | ZIMMER BIOMET PTY LTD |  | Change to Group benefit
HU129 | 06 - Specialist Orthopaedic | Posterolateral Anatomic Distal Fibula Plate | Plate for fracture fixation | 4-6 Holes Left and Right Side Specific | ARTHREX AUSTRALIA PTY LTD |  | Change to Group benefit
ER421 | 06 - Specialist Orthopaedic | Paragon 28 Gorilla Plating System-Plate, fibular (≤ 6 holes) | Paragon 28 Gorilla Plating System-Plate, fibular, tubular,anatomic, titanium | thickness 1.5mm; multi screw diameter purchase 2.7/3.5/4.2mm | EMERGO ASIA-PACIFIC PTY. LIMITED |  | Change to Group benefit
LM135 | 06 - Specialist Orthopaedic | TriMed Hook Plate | Hook Plate | ≤ 6 holes | LMT SURGICAL PTY LTD |  | Change to Group benefit
SL129 | 06 - Specialist Orthopaedic | Smith & Nephew Plate and Screw System - EVOS | VAL Periarticular Anatomical Small Fragment plate - Fibula | ≤ 6 holes | SMITH & NEPHEW PTY LIMITED |  | Change to Group benefit
HW813 | 06 - Specialist Orthopaedic | Ortholoc Fracture System - Plates | Syndesmosis | 4 Holes, Right and Left | STRYKER AUSTRALIA PTY LTD |  | Change to Group benefit
SK580 | 06 - Specialist Orthopaedic | Stryker Locked Plate system | Periarticular variable angle locking plate - fibula | 1-6 Holes | STRYKER AUSTRALIA PTY LTD |  | Change to Group benefit
BH307 | 06 - Specialist Orthopaedic | ALPS Fibula Plating System | Anatomic Fibular Plating System | ≤ 6 holes | ZIMMER BIOMET PTY LTD |  | Change to Group benefit
HU130 | 06 - Specialist Orthopaedic | Posterolateral Anatomic Distal Fibula Plate | Plate for fracture fixation | 8-10 holes Left and Right Side Specific | ARTHREX AUSTRALIA PTY LTD |  | Change to Group benefit
HU189 | 06 - Specialist Orthopaedic | Locking Distal Fibula Plate | Locking Distal Fibula Plate for Fracture Fixation | 8 -14 Holes ( Left and Right Specific) | ARTHREX AUSTRALIA PTY LTD |  | Change to Group benefit
HU190 | 06 - Specialist Orthopaedic | Locking distal Fibula plate | Locking Distal Fibula Plate For Fracture Fixation | 4-6 Holes ( Left and Right Specific) | ARTHREX AUSTRALIA PTY LTD |  | Change to Group benefit
ER422 | 06 - Specialist Orthopaedic | Paragon 28 Gorilla Plating System-Plate, fibular (≥ 7 to ≤ 15 holes) | Paragon 28 Gorilla Plating System-Plate, fibular, tubular, anatomic, titanium | thickness 1.5mm; multi screw diameter purchase 2.7/3.5/4.2mm | EMERGO ASIA-PACIFIC PTY. LIMITED |  | Change to Group benefit
GW060 | 06 - Specialist Orthopaedic | WEGO Trauma Systems | Periarticular Fibula Plating System | 7 - 15 Holes | EQUINOX MEDICAL PTY LTD |  | Change to Group benefit
SY811 | 06 - Specialist Orthopaedic | AO/ASIF Plates | Distal fibula; lateral, posterolateral locking plates | 7 to 15 Holes | JOHNSON & JOHNSON MEDICAL PTY LTD |  | Change to Group benefit
SY815 | 06 - Specialist Orthopaedic | AO/ASIF Plates | LCP Lateral Distal Fibula | 7 to 15 Holes | JOHNSON & JOHNSON MEDICAL PTY LTD |  | Change to Group benefit
JD004 | 06 - Specialist Orthopaedic | CarboFix Piccolo Distal Fibula Plate System – Plate component | CFR-PEEK distal fibula plate | Left 72mm, 83mm, 96mm, 112mm, 153mm, 182mm Right 72mm, 83mm, 96mm, 112mm, 153mm, 182mm | JOI ORTHOPAEDICS PTY LTD |  | Change to Group benefit
LM136 | 06 - Specialist Orthopaedic | TriMed Periarticular Ankle Plates | TriMed Periarticular Ankle Plates | ≥ 7 to ≤ 15 holes | LMT SURGICAL PTY LTD |  | Change to Group benefit
LM308 | 06 - Specialist Orthopaedic | Osteomed FPS | Fibular Fracture Plates | 7 to 15 holes | LMT SURGICAL PTY LTD |  | Change to Group benefit
EO102 | 06 - Specialist Orthopaedic | APTUS Foot & Ankle | Fibula Plates | 7 to 15 holes | MEDARTIS AUSTRALIA & NEW ZEALAND PTY LTD |  | Change to Group benefit
MO443 | 06 - Specialist Orthopaedic | Acumed Ankle 3 Plating System | Periarticular variable angle locking plate fibula | 7-15 holes, left and right | Medical & Optical Instruments Australia Pty Ltd |  | Change to Group benefit
TN006 | 06 - Specialist Orthopaedic | Newclip Activ Ankle Plate | Variable Angle Locking Fibular Plate | 7 to 15 holes | NEWCLIP TECHNICS AUSTRALIA PTY LTD |  | Change to Group benefit
SL146 | 06 - Specialist Orthopaedic | Smith & Nephew Plate and Screw System - EVOS | VAL Periarticular Anatomical Small Fragment plate - Fibula | ≥ 7 to ≤ 15 holes | SMITH & NEPHEW PTY LIMITED |  | Change to Group benefit
HW812 | 06 - Specialist Orthopaedic | Ortholoc Fracture System - Plates | Lateral Fibula, Posterior Fibula | 8-15 Holes, Right and Left | STRYKER AUSTRALIA PTY LTD |  | Change to Group benefit
HW898 | 06 - Specialist Orthopaedic | MaxLock Extreme System - Distal Fibula Plate | Distal Fibula variable angle locking plate, Titanium | Long, Medium, Short, Right and Left | STRYKER AUSTRALIA PTY LTD |  | Change to Group benefit
SK581 | 06 - Specialist Orthopaedic | Stryker Locked Plate System | Periartiicular variable angle locking plate - fibula | 7-15 holes | STRYKER AUSTRALIA PTY LTD |  | Change to Group benefit
BH308 | 06 - Specialist Orthopaedic | ALPS Fibula Plating System | Anatomic Fibular Locking Plate | 7-15 holes | ZIMMER BIOMET PTY LTD |  | Change to Group benefit
ER423 | 06 - Specialist Orthopaedic | Paragon 28 Gorilla Plating System-Plate, fibular (≥ 16 holes) | Paragon 28 Gorilla Plating System-Plate, fibular, tubular, anatomic, titanium | thickness 1.5mm; multi screw diameter purchase 2.7/3.5/4.2mm | EMERGO ASIA-PACIFIC PTY. LIMITED |  | Change to Group benefit
GW061 | 06 - Specialist Orthopaedic | WEGO Trauma Systems | Periarticular Fibula Plating Systems | ≥ 16 Holes | EQUINOX MEDICAL PTY LTD |  | Change to Group benefit
SY812 | 06 - Specialist Orthopaedic | AO/ASIF Plates | Distal fibula; lateral, posterolateral locking plates | >16 Holes | JOHNSON & JOHNSON MEDICAL PTY LTD |  | Change to Group benefit
SY816 | 06 - Specialist Orthopaedic | AO/ASIF Plates | LCP Lateral Distal Fibula | >16 Holes | JOHNSON & JOHNSON MEDICAL PTY LTD |  | Change to Group benefit
LM375 | 06 - Specialist Orthopaedic | Cluster Plates | Cluster Plates | 18 holes | LMT SURGICAL PTY LTD |  | Change to Group benefit
EO104 | 06 - Specialist Orthopaedic | APTUS Foot & Ankle | Fibula Plates | ≥ 16 holes | MEDARTIS AUSTRALIA & NEW ZEALAND PTY LTD |  | Change to Group benefit
MO449 | 06 - Specialist Orthopaedic | Acumed Ankle 3 Plating System | Periarticular variable angle locking plate fibula | 16-18 holes | Medical & Optical Instruments Australia Pty Ltd |  | Change to Group benefit
TN037 | 06 - Specialist Orthopaedic | Newclip Activ Ankle Plate | Periarticular distal fibular VAL Plate | L75-187mm | NEWCLIP TECHNICS AUSTRALIA PTY LTD |  | Change to Group benefit
SL134 | 06 - Specialist Orthopaedic | Smith & Nephew Plate and Screw System - EVOS | VAL Periarticular Anatomical Small Fragment plate - Fibula | ≥ 16 holes | SMITH & NEPHEW PTY LIMITED |  | Change to Group benefit
HU131 | 06 - Specialist Orthopaedic | Anterior Distal Tibia Plate | Plate for Fracture Fixation | 3-5 Holes | ARTHREX AUSTRALIA PTY LTD |  | Change to Group benefit
HU132 | 06 - Specialist Orthopaedic | Posterior Distal Tibia Plate | Plate for Fracture Fixation | 3-5 Holes | ARTHREX AUSTRALIA PTY LTD |  | Change to Group benefit
HU133 | 06 - Specialist Orthopaedic | Anterolateral Distal Tibia Plate | Plate for Fracture Fixation | 4-6 Holes Left and Right Side Specific | ARTHREX AUSTRALIA PTY LTD |  | Change to Group benefit
HU134 | 06 - Specialist Orthopaedic | Medial Distal Tibia Plate | Plate for Fracture Fixation | 4-6 Holes Left and Right Side Specific | ARTHREX AUSTRALIA PTY LTD |  | Change to Group benefit
DZ027 | 06 - Specialist Orthopaedic | Valetis Ankle - Tibial | Distal Tibial Anatomical Locking Plates | 3 to 6 hole, left and right | AUSTRALIAN ORTHOPAEDIC FIXATIONS PTY LTD |  | Change to Group benefit
PB024 | 06 - Specialist Orthopaedic | Low Profile Distal Medial Tibial Locking Plate - ≤ 6 Holes | Low Profile Distal Medial Tibial Locking Plate | ≤ 6 Holes | AUSTRALIAN PACIFIC MEDICAL PTY LTD |  | Change to Group benefit
GW018 | 06 - Specialist Orthopaedic | WEGO Trauma Systems | Periarticular Tibia Plating Systems | ≤ 6 Holes | EQUINOX MEDICAL PTY LTD |  | Change to Group benefit
SY729 | 06 - Specialist Orthopaedic | AO/ASIF Plates | Anatomic Tibial Plates | ≤ 6 holes | JOHNSON & JOHNSON MEDICAL PTY LTD |  | Change to Group benefit
SY732 | 06 - Specialist Orthopaedic | AO/ASIF Plates | Anatomic Locking Tibial Plates | ≤ 6 Holes | JOHNSON & JOHNSON MEDICAL PTY LTD |  | Change to Group benefit
LH445 | 06 - Specialist Orthopaedic | Hinge Pediatric Plating System - Hinge Plate | Articulated growth-correction fixation plate | 12mm, 16mm, 20mm (distance between anchoring points) | LIFEHEALTHCARE PTY LIMITED |  | Change to Group benefit
LM305 | 06 - Specialist Orthopaedic | Extremilock FPS | Ankle Plating System | 3.5mm and 4mm | LMT SURGICAL PTY LTD |  | Change to Group benefit
EO105 | 06 - Specialist Orthopaedic | APTUS Foot & Ankle | Tibia Plates | ≤ 6 holes | MEDARTIS AUSTRALIA & NEW ZEALAND PTY LTD |  | Change to Group benefit
MO442 | 06 - Specialist Orthopaedic | Acumed Ankle 3 Plating System | Periarticular Anatomic variable angle locking tibial plates | 2 to 6 Holes | Medical & Optical Instruments Australia Pty Ltd |  | Change to Group benefit
OX042 | 06 - Specialist Orthopaedic | ARMAR 3.5 LPS Tibial Plates | 3.5 mm anatomical tibial plates | 4 - 6 holes | MERIL AUSTRALIA PTY LTD |  | Change to Group benefit
OX047 | 06 - Specialist Orthopaedic | ARMAR 4.5mm Meril Locking Plate System - Proximal Tibial Plates ≤ 6 holes | TAN Proximal Tibial Locking Plates | 5 Holes 140mm Length Left and Right | MERIL AUSTRALIA PTY LTD |  | Change to Group benefit
TN031 | 06 - Specialist Orthopaedic | Newclip Activ Ankle Plate | Locking Tibial Plate | ≤ 6 holes | NEWCLIP TECHNICS AUSTRALIA PTY LTD |  | Change to Group benefit
TN052 | 06 - Specialist Orthopaedic | Periarticular anatomic tibia VAL ≤ 6 holes | Periarticular anatomic tibia VAL ≤ 6 holes | ≤ 6 holes | NEWCLIP TECHNICS AUSTRALIA PTY LTD |  | Change to Group benefit
PJ022 | 06 - Specialist Orthopaedic | Lateral closing wedge Tibial | Shifting the mechanical axis from the lateral to the medial compartment in patients with lateral Osteoarthritis in combination with Valgus deformity | 61mm-24mm | PurePlay Orthopaedics |  | Change to Group benefit
SL101 | 06 - Specialist Orthopaedic | Peri-Loc | Tibia Plates | ≤6 holes | SMITH & NEPHEW PTY LIMITED |  | Change to Group benefit
SL132 | 06 - Specialist Orthopaedic | Smith & Nephew Plate and Screw System - EVOS | VAL Periarticular Anatomical Small Fragment plate - Tibia | ≤ 6 holes | SMITH & NEPHEW PTY LIMITED |  | Change to Group benefit
SL230 | 06 - Specialist Orthopaedic | Smith & Nephew Plate and Screw System - EVOS | Large and Periprosthetic Tibia Plate – Variable Angle Locking | ≤ 6 holes | SMITH & NEPHEW PTY LIMITED |  | Change to Group benefit
SN581 | 06 - Specialist Orthopaedic | TC-100 | Tibia Plates, L:/E 6 Holes | ≤ 6 holes | SMITH & NEPHEW PTY LIMITED |  | Change to Group benefit
SN975 | 06 - Specialist Orthopaedic | Peri-Loc | Tibia Plates | ≤6 holes | SMITH & NEPHEW PTY LIMITED |  | Change to Group benefit
HW809 | 06 - Specialist Orthopaedic | Ortholoc Ankle Plating | Anterior, Posterior, Lateral or Medial | 4-6 holes 50-155mm Length | STRYKER AUSTRALIA PTY LTD |  | Change to Group benefit
SK530 | 06 - Specialist Orthopaedic | Stryker Plating System. | T-Plate, pre-shaped | 5-6 hole | STRYKER AUSTRALIA PTY LTD |  | Change to Group benefit
DZ028 | 06 - Specialist Orthopaedic | Valetis Ankle - Tibial | Distal Tibial Anatomical Locking Plates | 7 to 14 hole, left and right | AUSTRALIAN ORTHOPAEDIC FIXATIONS PTY LTD |  | Change to Group benefit
PB081 | 06 - Specialist Orthopaedic | Marathon VAL Tibia Plates | Variable angle periarticular tibia plates | 7 - 15 Holes | AUSTRALIAN PACIFIC MEDICAL PTY LTD |  | Change to Group benefit
ER502 | 06 - Specialist Orthopaedic | Paragon 28 Gorilla Plating System-Plate, tibial ( ≥ 7 to ≤ 15 holes) | Paragon 28 Gorilla Silverback tibiotalar (TT) anterior or lateral ankle fusion plate, left or right | ( ≥ 7 to ≤ 15 holes); 65-109 mm | EMERGO ASIA-PACIFIC PTY. LIMITED |  | Change to Group benefit
SY759 | 06 - Specialist Orthopaedic | AO/ASIF Plates | Anatomic Variable Angle Locking Tibial Plates | 7 to 15 Holes | JOHNSON & JOHNSON MEDICAL PTY LTD |  | Change to Group benefit
LM307 | 06 - Specialist Orthopaedic | Osteomed FPS | Anterior Lateral Plates | 7 to 15 holes | LMT SURGICAL PTY LTD |  | Change to Group benefit
LM537 | 06 - Specialist Orthopaedic | Omni Stable AF Plating System | Tibia Plates | 9 to 15 holes | LMT SURGICAL PTY LTD |  | Change to Group benefit
EO106 | 06 - Specialist Orthopaedic | APTUS Foot & Ankle | Tibia Plates | 7 - 15 holes | MEDARTIS AUSTRALIA & NEW ZEALAND PTY LTD |  | Change to Group benefit
MO444 | 06 - Specialist Orthopaedic | Acumed Ankle 3 Plating System | Periarticular Anatomic variable angle locking tibial plates | 7 to 15 holes | Medical & Optical Instruments Australia Pty Ltd |  | Change to Group benefit
TN040 | 06 - Specialist Orthopaedic | Newclip Activ Ankle Plate | Locking Tibial Plate | 7 to 15 holes | NEWCLIP TECHNICS AUSTRALIA PTY LTD |  | Change to Group benefit
TN053 | 06 - Specialist Orthopaedic | Periarticular anatomic tibia VAL ≥ 7 to ≤ 15 holes | Periarticular anatomic tibia VAL ≥ 7 to ≤ 15 holes | ≥ 7 to ≤ 15 holes | NEWCLIP TECHNICS AUSTRALIA PTY LTD |  | Change to Group benefit
TN054 | 06 - Specialist Orthopaedic | Periarticular anatomic tibia VAL ≥ 16 holes | Periarticular anatomic tibia VAL ≥ 16 holes | ≥ 16 holes | NEWCLIP TECHNICS AUSTRALIA PTY LTD |  | Change to Group benefit
RV006 | 06 - Specialist Orthopaedic | PS High Tibial Osteotomy Plate | High Tibial Osteotomy Anatomic VAL Plate | Left - Medial Right - Medial | PERSONALISED SURGERY PTY LTD |  | Change to Group benefit
SL154 | 06 - Specialist Orthopaedic | Smith & Nephew Plate and Screw System- EVOS | VAL Periarticular Anatomical Small Fragment plate - Tibia | ≥ 7 to ≤ 15 holes | SMITH & NEPHEW PTY LIMITED |  | Change to Group benefit
SL231 | 06 - Specialist Orthopaedic | Smith & Nephew Plate and Screw System - EVOS | Large and Periprosthetic Tibia Plate – Variable Angle Locking | ≥ 7 to ≤ 15 holes | SMITH & NEPHEW PTY LIMITED |  | Change to Group benefit
SN986 | 06 - Specialist Orthopaedic | Peri-Loc | Tibia Plates | >7 to <15 holes | SMITH & NEPHEW PTY LIMITED |  | Change to Group benefit
HW810 | 06 - Specialist Orthopaedic | Ortholoc Fracture System - Plates | Anterolateral Tibia, Medial Tibia Plates or 1/3 Tubular | 7-13 Holes | STRYKER AUSTRALIA PTY LTD |  | Change to Group benefit
BH287 | 06 - Specialist Orthopaedic | ALPS Anatomic Locked plating system | Distal and Proximal Tibial Plates, Titanium | 7 to 15 holes | ZIMMER BIOMET PTY LTD |  | Change to Group benefit
ER503 | 06 - Specialist Orthopaedic | Paragon 28 Gorilla Plating System-Plate, tibial (≥ 16 holes) | Paragon 28 Gorilla Silverback Plating System-Plate, tibial, lateral TTC, left or right | ≥ 16 holes, 113-154 mm | EMERGO ASIA-PACIFIC PTY. LIMITED |  | Change to Group benefit
SY757 | 06 - Specialist Orthopaedic | AO/ASIF Plates | Anatomic Variable Locking Tibial Plates | ≥16 Holes | JOHNSON & JOHNSON MEDICAL PTY LTD |  | Change to Group benefit
LM538 | 06 - Specialist Orthopaedic | Omni Stable AF Plating System | Tibia Plates | 17 holes | LMT SURGICAL PTY LTD |  | Change to Group benefit
EO103 | 06 - Specialist Orthopaedic | APTUS Foot & Ankle | Tibia Plates | ≥ 16 holes | MEDARTIS AUSTRALIA & NEW ZEALAND PTY LTD |  | Change to Group benefit
SL147 | 06 - Specialist Orthopaedic | Smith & Nephew Plate and Screw System- EVOS | VAL Periarticular Anatomical Small Fragment plate - Tibia | ≥ 16 holes | SMITH & NEPHEW PTY LIMITED |  | Change to Group benefit
SL232 | 06 - Specialist Orthopaedic | Smith & Nephew Plate and Screw System - EVOS | Large and Periprosthetic Tibia Plate – Variable Angle Locking | ≥ 16 holes | SMITH & NEPHEW PTY LIMITED |  | Change to Group benefit
SK560 | 06 - Specialist Orthopaedic | Stryker Plating System | Distal Tibia Anatomical Locking Plates | 16-23 hole | STRYKER AUSTRALIA PTY LTD |  | Change to Group benefit
BH288 | 06 - Specialist Orthopaedic | ALPS-Anatomic Locked Plating system | Distal and Proximal Tibial Plates, Titanium | 16 - 25 holes | ZIMMER BIOMET PTY LTD |  | Change to Group benefit
SY017 | 06 - Specialist Orthopaedic | AO/ASIF Plates | Calcaneal Plates | 7 - 15 holes | JOHNSON & JOHNSON MEDICAL PTY LTD |  | Change to Group benefit
SK094 | 06 - Specialist Orthopaedic | Stryker Plating System Small Fragment Set | Calcaneal Plate | 70-80mm | STRYKER AUSTRALIA PTY LTD |  | Change to Group benefit
HW808 | 06 - Specialist Orthopaedic | Calcaneus Plate | Titanium locking plate, Tab & Perimeter | 16 & 17 holes | STRYKER AUSTRALIA PTY LTD |  | Change to Group benefit
SR093 | 06 - Specialist Orthopaedic | Stryker Locking Plate System | Calcaneus Locking Plates | 16 Hole | STRYKER AUSTRALIA PTY LTD |  | Change to Group benefit
HU115 | 06 - Specialist Orthopaedic | PEEKPower HTO Plate | Medial High Tibial Osteotomy Implant Device System | 5.0mm | ARTHREX AUSTRALIA PTY LTD |  | Change to Group benefit
HU116 | 06 - Specialist Orthopaedic | iBalance HTO System | PEEK Screws for iBalance HTO Implant | 4.5mm Cortical and 6.5mm Cancellous | ARTHREX AUSTRALIA PTY LTD |  | Change to Group benefit
HU208 | 06 - Specialist Orthopaedic | Titanium Locking Cortical and Cancellous Screws, Large | Titanium Locking Cortical and Cancellous Screws, Large | 4.5-6.5mm | ARTHREX AUSTRALIA PTY LTD |  | Change to Group benefit
DZ048 | 06 - Specialist Orthopaedic | Valetis Screws | Titanium Locking Screws | 5.0mm width, 10-100mm length | AUSTRALIAN ORTHOPAEDIC FIXATIONS PTY LTD |  | Change to Group benefit
DZ056 | 06 - Specialist Orthopaedic | Valens Shoulder and Elbow - Screws | Cortex/Cancellous Screws | 4.5mm, 6.5mm | AUSTRALIAN ORTHOPAEDIC FIXATIONS PTY LTD |  | Change to Group benefit
PB062 | 06 - Specialist Orthopaedic | MCS | MCS System | > 4.5mm | AUSTRALIAN PACIFIC MEDICAL PTY LTD |  | Change to Group benefit
DD056 | 06 - Specialist Orthopaedic | Glenoid Baseplate Locking Bone Screws | Glenoid Baseplate Locking Bone Screws | 5.0mm diameter, length 14-38mm in 4mm increments | DJO GLOBAL PTY LTD |  | Change to Group benefit
ER393 | 06 - Specialist Orthopaedic | Paragon 28 Monster Screw System-Screws, standard ( ≥4.5mm), cannulated, dual thread, locking | Paragon 28 Monster Screw System-screws, cannulated, dual thread, locking, headless, partial thread, Titanium | dia (4.5-7.2 mm) x length (50-200mm) | EMERGO ASIA-PACIFIC PTY. LIMITED |  | Change to Group benefit
ER504 | 06 - Specialist Orthopaedic | Paragon 28 Gorilla Plating System-Screws, standard ( ≥ 4.5mm), locking | Paragon 28 Gorilla Plating System-Screws, standard ( ≥ 4.5mm), locking, recon/Tuffneck | dia (4.5-5.2 mm) x length (14-60 mm) | EMERGO ASIA-PACIFIC PTY. LIMITED |  | Change to Group benefit
ER522 | 06 - Specialist Orthopaedic | Paragon 28 Monster Screw System-Screws, standard ( ≥4.5mm), dual thread, locking | Paragon 28 Monster Screw System-Joust Beaming Screws, ( ≥4.5mm), headless, dual thread, locking, Ti | dia (5.0-7.2mm) x length (50-185mm) | EMERGO ASIA-PACIFIC PTY. LIMITED |  | Change to Group benefit
ER530 | 06 - Specialist Orthopaedic | Paragon 28 Monster Screw System-Screws, standard ( ≥ 4.5mm), locking | Paragon 28 Monster Screw System-Joust Beaming Screws, standard, locking, headless, Titanium | dia (5.0-7.2mm) x Length (50-185mm) | EMERGO ASIA-PACIFIC PTY. LIMITED |  | Change to Group benefit
GW005 | 06 - Specialist Orthopaedic | WEGO Trauma Systems | Standard Locking Screw Systems | Standard ( ≥4.5mm) 10-120mm | EQUINOX MEDICAL PTY LTD |  | Change to Group benefit
EX047 | 06 - Specialist Orthopaedic | Equinoxe Glenosphere Locking Screw | The Locking Screw locks compression screws to the glenoid plate at a variable angle | one size | EXACTECH AUSTRALIA PTY LTD |  | Change to Group benefit
IT015 | 06 - Specialist Orthopaedic | Superior Fusion Plate System - Locking screws | 4.5mm locking screw set with lengths ranging from 35mm to 110mm.Locking screws to hold and aid an anatomical contoured locking plate used for primary, revision and pantalar anterior ankle fusions. | 4.5mm in diameter with lengths of 35mm,37mm, 39mm, 41mm, 43mm, 45mm, 47mm, 49mm, 50mm, 55mm, 60mm, 65mm, 70mm, 75mm, 80mm, 85mm, 90mm, 95mm, 100mm, 105mm, 110mm each | INTEGRANT PTY LTD |  | Change to Group benefit
MN200 | 06 - Specialist Orthopaedic | Bristow-Latarjet Instability Shoulder Set - Screw | Cannulated locking screw | ≥4.5mm | JOHNSON & JOHNSON MEDICAL PTY LTD |  | Change to Group benefit
SY653 | 06 - Specialist Orthopaedic | AO/ASIF Screws | Locking Screws | ≥ 4.5mm | JOHNSON & JOHNSON MEDICAL PTY LTD |  | Change to Group benefit
SY691 | 06 - Specialist Orthopaedic | Midfoot Fusion Bolt | Solid intramedullary arthodesis implant | 6.5mm diameter; 50-160mm Length | JOHNSON & JOHNSON MEDICAL PTY LTD |  | Change to Group benefit
JD014 | 06 - Specialist Orthopaedic | Screws - Locking | Locking | ≥4.5mm | JOI ORTHOPAEDICS PTY LTD |  | Change to Group benefit
LM134 | 06 - Specialist Orthopaedic | TriMed Compression Screws | Compression Screws | 4.5-7.5mm | LMT SURGICAL PTY LTD |  | Change to Group benefit
LM368 | 06 - Specialist Orthopaedic | Intramedullary Beam | Intramedullary Beam | All sizes | LMT SURGICAL PTY LTD |  | Change to Group benefit
LM506 | 06 - Specialist Orthopaedic | Locking Screw (Standard) | Locking Screw (Standard) | ≥4.5mm | LMT SURGICAL PTY LTD |  | Change to Group benefit
LM550 | 06 - Specialist Orthopaedic | Skeletal Dynamics Bone Screw Locking | Bone Screw Locking | 4.5mm diameter, 16 to 34mm length | LMT SURGICAL PTY LTD |  | Change to Group benefit
MA530 | 06 - Specialist Orthopaedic | Affinis Inverse locking screw | Locking Metaglene screw | 24x4.0mm to 48x4.0mm | Mathys Orthopaedics Pty Limited |  | Change to Group benefit
MO414 | 06 - Specialist Orthopaedic | Acumed Screws | Locking Screws | >4.5mm | Medical & Optical Instruments Australia Pty Ltd |  | Change to Group benefit
OX018 | 06 - Specialist Orthopaedic | ARMAR Meril Locking Plate System Self tapping Locking Screws | TiCP Self Tapping Locking Screws | 5mm Diameter 14-90mm Length | MERIL AUSTRALIA PTY LTD |  | Change to Group benefit
TN007 | 06 - Specialist Orthopaedic | Newclip Locking Bone Screws | Locking Bone Screws | Diam ≥4.5mm, length 15 - 110mm | NEWCLIP TECHNICS AUSTRALIA PTY LTD |  | Change to Group benefit
RV005 | 06 - Specialist Orthopaedic | PS Locking Screw | Locking screw | 4.5mm Diameter, 24-90mm Length | PERSONALISED SURGERY PTY LTD |  | Change to Group benefit
PJ003 | 06 - Specialist Orthopaedic | FlexiSystem, Flexit Cortical and Cancellous locking screws and duel threaded screws | Cortical and Cancellous locking Duel threaded screws | 30,35,40,45,50,55,60,6,70,75mm | PurePlay Orthopaedics |  | Change to Group benefit
SL151 | 06 - Specialist Orthopaedic | Smith & Nephew Plate and Screw System - EVOS | Standard screws - Locking | ≥4.5mm | SMITH & NEPHEW PTY LIMITED |  | Change to Group benefit
SN768 | 06 - Specialist Orthopaedic | Peri-Loc | Fixation Device, Internal, Locking, Stainless Steel, Cortical & Cancellous Screw | 4.5mm -5.0mm | SMITH & NEPHEW PTY LIMITED |  | Change to Group benefit
HW531 | 06 - Specialist Orthopaedic | Stryker Plating System | Locking Screw | 5.0mm | STRYKER AUSTRALIA PTY LTD |  | Change to Group benefit
HW791 | 06 - Specialist Orthopaedic | Locking Screws | Stainless Steel or Titanium Locking Screws | 4.5-5.5mm diameter, 8 - 100m length | STRYKER AUSTRALIA PTY LTD |  | Change to Group benefit
HW836 | 06 - Specialist Orthopaedic | SALVATION 3Di Plating System - OP Locking Screws | Osteopenic locking screws | Diameter: 5.5mm Length: 16, 18, 20, 22, 25, 30, 35, 40, 45, 50, 55, 60mm | STRYKER AUSTRALIA PTY LTD |  | Change to Group benefit
HW872 | 06 - Specialist Orthopaedic | Aequalis Reversed Shoulder - Fixation Screw for Articular Implant | Titanium, sterile and non-sterile | D4.5mm, L20 to 50mm | STRYKER AUSTRALIA PTY LTD |  | Change to Group benefit
HW877 | 06 - Specialist Orthopaedic | Aequalis Humeral Nail Screws | Screws for Aequalis Humeral Nail. Cannulated Proximal screws: 5mm Diameter cannulated Ti, PE insert with thread inside. Distal screws 4.5mm Diameter, Ti. Sterile and non sterile. | Proximal Screws length: From 36 to 60 every 4mm Distal Screws length: From 20 to 32 every 2mm | STRYKER AUSTRALIA PTY LTD |  | Change to Group benefit
JV011 | 06 - Specialist Orthopaedic | Perform Reverse Central Locking Screw | Titanium Locking Screw | 6.5mm, 9.5mm | STRYKER AUSTRALIA PTY LTD |  | Change to Group benefit
SK564 | 06 - Specialist Orthopaedic | Stryker Plating System | SPS Locking Plate System | Locking Screws - 5mm | STRYKER AUSTRALIA PTY LTD |  | Change to Group benefit
SQ091 | 06 - Specialist Orthopaedic | Bone Screws | Cortical, Locking, Self-tapping, Standard, T20, Fully Threaded | 4.5 - 5.0mm Diameter 10-90mm Length | Surgical Specialties Pty Limited |  | Change to Group benefit
SQ116 | 06 - Specialist Orthopaedic | SuperCable Trochanteric Grips and Cable Plate System | Locking Screw Titanium | 5.0mm diameter 10mm to 50mm length | Surgical Specialties Pty Limited |  | Change to Group benefit
BH166 | 06 - Specialist Orthopaedic | Comprehensive Shoulder Screws | Screw, Locking, Ti | 4.75 dia x (15-45)mm | ZIMMER BIOMET PTY LTD |  | Change to Group benefit
BH284 | 06 - Specialist Orthopaedic | ALPS Plating System | Locking screws | 4.5 to 6.5mm diameter | ZIMMER BIOMET PTY LTD |  | Change to Group benefit
ZI548 | 06 - Specialist Orthopaedic | Zimmer Universal Locking System | 2.7mm Universal Locking Screw | Length:8mm; 10mm; 12mm; 14mm; 16mm; 18mm; 20mm; 22mm; 24mm; 26mm; 28mm; 30mm; 32mm; 34mm; 36mm; 38mm; 40mm; 42mm; 44mm; 46mm; 48mm; 50mm; 55mm; 60mm | ZIMMER BIOMET PTY LTD |  | Change to Group benefit
ZZ070 | 06 - Specialist Orthopaedic | Bone Screw | Cortical Bone Screw | 2.71mm – 4.49mm | AA-Med Pty Ltd |  | Change to Group benefit
ZZ071 | 06 - Specialist Orthopaedic | Bone Screw | Locking Screw | 2.71mm – 4.49mm | AA-Med Pty Ltd |  | Change to Group benefit
ZZ104 | 06 - Specialist Orthopaedic | Merete - MetaFix LS - Locking Screws | Bone screws, Titanium, Locking | 2.71mm - 4.49mm diameter, lengths 12 - 48mm | AA-Med Pty Ltd |  | Change to Group benefit
BP033 | 06 - Specialist Orthopaedic | Tyber Medical Headed Trauma screw | Headed trauma screw for compression and fixation of bone Sterile or Non sterile, Titanium or stainless steel | 3.0mm - 4.0mm | ACRA REGULATORY SERVICES PTY LTD |  | Change to Group benefit
JK003 | 06 - Specialist Orthopaedic | OsteoMed Plating & Fixation System | Screws - Cannulated Lag | Diameter 2.71mm – 4.49mm | ALLIED SCIENTIFIC PRODUCTS PTY LTD |  | Change to Group benefit
JK005 | 06 - Specialist Orthopaedic | OsteoMed Plating & Fixation System | Lag Screws - Maxi, MMF, 3.0mm | 2.4mm x (8 - 42)mm; 2.4 x (12 - 18)mm; 3.0mm x (12 - 36)mm; | ALLIED SCIENTIFIC PRODUCTS PTY LTD |  | Change to Group benefit
HU142 | 06 - Specialist Orthopaedic | Patella Fracture Screw | 4mm Blunt Tip Cannulated Lag Screw | 4mm x 24mm - 4mm x 60mm | ARTHREX AUSTRALIA PTY LTD |  | Change to Group benefit
HU143 | 06 - Specialist Orthopaedic | Locking Cortical land Cancellous Screws, Small | Locking Cortical and Cancellous Screws, Small | 3-3.5mm | ARTHREX AUSTRALIA PTY LTD |  | Change to Group benefit
HU144 | 06 - Specialist Orthopaedic | Non-Locking Cortical and Cancellous Screws, Small | Non-Locking Cortical and Cancellous Screws, Small | 3-3.5mm | ARTHREX AUSTRALIA PTY LTD |  | Change to Group benefit
HU206 | 06 - Specialist Orthopaedic | Low Profile Cancellous Bone Screws | Low Profile Cancellous Bone Screws | 4mm | ARTHREX AUSTRALIA PTY LTD |  | Change to Group benefit
HU218 | 06 - Specialist Orthopaedic | Cannulated Low Profile Screws, Small | Cannulated Low Profile Screws, Small | 3-4mm | ARTHREX AUSTRALIA PTY LTD |  | Change to Group benefit
HU297 | 06 - Specialist Orthopaedic | KreuLock Locking Compression Screws, Ti | Locking Compression Screws | 3.0mm-3.5mm | ARTHREX AUSTRALIA PTY LTD |  | Change to Group benefit
HU313 | 06 - Specialist Orthopaedic | Low Profile Cancellous Screws, SS | Cancellous Screws | 2.71mm-4.49mm | ARTHREX AUSTRALIA PTY LTD |  | Change to Group benefit
HU316 | 06 - Specialist Orthopaedic | KrueLock Locking Compression Screws SS | locking compression screw | 3.5mm | ARTHREX AUSTRALIA PTY LTD |  | Change to Group benefit
DZ013 | 06 - Specialist Orthopaedic | Austofix Proximal Humeral Plating System - Austofix PHP Cancellous Screw | Cancellous Screw, Titanium | 4mm 20-40mm | AUSTRALIAN ORTHOPAEDIC FIXATIONS PTY LTD |  | Change to Group benefit
DZ014 | 06 - Specialist Orthopaedic | Austofix Proximal Humeral Plating System - Austofix PHP Locking Screw | Locking Screw Titanium | 3.5mm, 16-100mm | AUSTRALIAN ORTHOPAEDIC FIXATIONS PTY LTD |  | Change to Group benefit
DZ015 | 06 - Specialist Orthopaedic | Austofix Proximal Humeral Plating System - Austofix Cortical Screw | Cortical Screw, Titanium | 3.5mm, 20-40mm | AUSTRALIAN ORTHOPAEDIC FIXATIONS PTY LTD |  | Change to Group benefit
DZ045 | 06 - Specialist Orthopaedic | Valens Hand - Screws | Cannulated Screws | 3.0mm, 3.5mm, 4.0mm | AUSTRALIAN ORTHOPAEDIC FIXATIONS PTY LTD |  | Change to Group benefit
DZ047 | 06 - Specialist Orthopaedic | Valetis Screws | Titanium Locking Screws | 3.5mm width, 10-65mm length 4.0mm width, 10-75mm length | AUSTRALIAN ORTHOPAEDIC FIXATIONS PTY LTD |  | Change to Group benefit
DZ049 | 06 - Specialist Orthopaedic | Valetis Screws | Titanium Cortical Screws | 3.5mm width, 10-80mm length 4.0mm width, 10-80mm length | AUSTRALIAN ORTHOPAEDIC FIXATIONS PTY LTD |  | Change to Group benefit
DZ050 | 06 - Specialist Orthopaedic | Valetis Screws | Titanium Cancellous Screws | 3.5mm width, 10-80mm length 4.0mm width, 10-80mm length | AUSTRALIAN ORTHOPAEDIC FIXATIONS PTY LTD |  | Change to Group benefit
DZ055 | 06 - Specialist Orthopaedic | Valens Shoulder and Elbow - Screws | Cortex/Cancellous Screws | 3.5mm, 4.0mm | AUSTRALIAN ORTHOPAEDIC FIXATIONS PTY LTD |  | Change to Group benefit
DZ076 | 06 - Specialist Orthopaedic | Cannulated Humeral Nail | Nail Locking Screw | 3.5mm Width 20mm-30mm Length | AUSTRALIAN ORTHOPAEDIC FIXATIONS PTY LTD |  | Change to Group benefit
DZ077 | 06 - Specialist Orthopaedic | Cannulated Humeral Nail | Nail Locking Screw | 4.0mm diameter 20mm to 50mm length | AUSTRALIAN ORTHOPAEDIC FIXATIONS PTY LTD |  | Change to Group benefit
DZ078 | 06 - Specialist Orthopaedic | Cannulated Humeral Nail | Humeral Head Screw | 4.3mm diameter 25mm to 45mm length | AUSTRALIAN ORTHOPAEDIC FIXATIONS PTY LTD |  | Change to Group benefit
DZ095 | 06 - Specialist Orthopaedic | Small Fragment Screws | Locking Screws | 3.5mm diameter, 10mm-90mm length | AUSTRALIAN ORTHOPAEDIC FIXATIONS PTY LTD |  | Change to Group benefit
DZ099 | 06 - Specialist Orthopaedic | Austofix Small Fragment System | Cortex/Cancellous Screws | 3.5mm width, 12-50mm length 4.0mm width, 12-60mm length | AUSTRALIAN ORTHOPAEDIC FIXATIONS PTY LTD |  | Change to Group benefit
PB021 | 06 - Specialist Orthopaedic | Calcaneal Locking Plate MIPO System - Cortex, Cancellous and Non Locking Screw | Cortex, Cancellous, Non locking Screws | 2.71mm - 4.49mm | AUSTRALIAN PACIFIC MEDICAL PTY LTD |  | Change to Group benefit
PB022 | 06 - Specialist Orthopaedic | Calcaneal Locking Plate MIPO System - Locking Screw | Locking Screws | 2.71mm - 4.49mm | AUSTRALIAN PACIFIC MEDICAL PTY LTD |  | Change to Group benefit
PB040 | 06 - Specialist Orthopaedic | Cannulated Screws 4mm | Cannulated 4mm | 4mm | AUSTRALIAN PACIFIC MEDICAL PTY LTD |  | Change to Group benefit
PB063 | 06 - Specialist Orthopaedic | MCS | MCS System | 2.71mm - 4.49mm | AUSTRALIAN PACIFIC MEDICAL PTY LTD |  | Change to Group benefit
BU003 | 06 - Specialist Orthopaedic | Nexis osteosynthesis screws | Bone screw titanium alloy (headed) | Diameter 2.9-4mm, Length 10-60mm | CAB MEDICAL PTY LTD |  | Change to Group benefit
BU004 | 06 - Specialist Orthopaedic | Airlock Bone screw | Bone Screws Titanium Alloy (Locking screws) | Diameter 3-3.5mm, Length 8-30mm | CAB MEDICAL PTY LTD |  | Change to Group benefit
BU007 | 06 - Specialist Orthopaedic | Airlock Bone screw | Bone Screws Titanium Alloy (non locking screws) | Diameter 3-3.5mm, Length 8-30mm | CAB MEDICAL PTY LTD |  | Change to Group benefit
DD055 | 06 - Specialist Orthopaedic | Glenoid Baseplate Non Locking Bone Screw | Glenoid Baseplate Non Locking Bone Screw | 3.5mm diameter, length 14-34mm in 2mm increments | DJO GLOBAL PTY LTD |  | Change to Group benefit
ER381 | 06 - Specialist Orthopaedic | Paragon 28 Phantom Lapidus Nail-Screws, small (2.71mm – 4.49mm), dual thread, locking | Paragon 28 Phantom Lapidus Nail-Screws, small (2.71mm – 4.49mm), dual thread, locking | dia 3.5 mm x length (10-26 mm) | EMERGO ASIA-PACIFIC PTY. LIMITED |  | Change to Group benefit
ER386 | 06 - Specialist Orthopaedic | Hintermann Series H3™ Total Ankle Prosthesis-Screw | Hintermann Series H3™ Total Ankle Prosthesis-Screw, cortical, stainless steel | dia 3.5 mm x length (12-42 mm) | EMERGO ASIA-PACIFIC PTY. LIMITED |  | Change to Group benefit
ER394 | 06 - Specialist Orthopaedic | Paragon 28 Monster Screw System-Screws, small (2.71mm – 4.49mm) | Paragon 28 Monster Screw System-Screws, small, headed, with and without blunt tip, solid, recon/Tuffneck | dia (3.0-4.2 mm) x length (10-150 mm) x thread length (3-150 mm) | EMERGO ASIA-PACIFIC PTY. LIMITED |  | Change to Group benefit
ER395 | 06 - Specialist Orthopaedic | Paragon 28 Monster Screw System-Screws, small (2.71mm – 4.49mm), cannulated | Paragon 28 Monster Screw System-Screws, small, cannulated, headed, partial or full thread | dia (3.0-4.0) x length (10-150 mm) x thread length (3-150 mm) | EMERGO ASIA-PACIFIC PTY. LIMITED |  | Change to Group benefit
ER396 | 06 - Specialist Orthopaedic | Paragon 28 Monster Screw System-Screws, small (2.71mm – 4.49mm), cannulated, dual thread, locking | Paragon 28 Monster Screw System-Screws, small, cannulated, dual thread, locking, headless, Titanium | dia (3.0-4.0) x length (10-100 mm) x length of thread (3.5-100 mm) | EMERGO ASIA-PACIFIC PTY. LIMITED |  | Change to Group benefit
ER425 | 06 - Specialist Orthopaedic | Paragon 28 Gorilla Plating System-Screws, small | Paragon 28 Gorilla Plating System-Screws, small, locking; compact, recon/Tuffneck | dia (3.5-4.2 mm) x length (8-100 mm) | EMERGO ASIA-PACIFIC PTY. LIMITED |  | Change to Group benefit
GW006 | 06 - Specialist Orthopaedic | WEGO Trauma Systems | Cannulated Bone Screw Systems | Small (2.71mm – 4.49mm) | EQUINOX MEDICAL PTY LTD |  | Change to Group benefit
GW037 | 06 - Specialist Orthopaedic | WEGO Trauma Systems | Small Bone Screw Systems | Small (2.71mm – 4.49mm) | EQUINOX MEDICAL PTY LTD |  | Change to Group benefit
GW054 | 06 - Specialist Orthopaedic | WEGO Trauma Systems | Small Bone Screw Systems | Small (2.71mm – 4.49mm) | EQUINOX MEDICAL PTY LTD |  | Change to Group benefit
KO004 | 06 - Specialist Orthopaedic | Cannulated Screws | Cannulated Screws | 2.71mm – 4.49mm diameter | FIELD ORTHOPAEDICS PTY LTD |  | Change to Group benefit
IT008 | 06 - Specialist Orthopaedic | Hawk Anterior Ankle Fusion Set | 3.5mm diameter screw set lengths 35mm to 110mm | 3.5mm x length 35mm to 110mm | INTEGRANT PTY LTD |  | Change to Group benefit
IT011 | 06 - Specialist Orthopaedic | Hawk 4.0mm Cannulated Screw System | 4.0mm Cannulated screw | 4.0mm in diameter with lengths of 26mm to 70mm | INTEGRANT PTY LTD |  | Change to Group benefit
SY068 | 06 - Specialist Orthopaedic | AO/ASIF Screws | Cortex, Conical, Cancellous, Compression Screws | 2.71mm-4.49mm | JOHNSON & JOHNSON MEDICAL PTY LTD |  | Change to Group benefit
SY071 | 06 - Specialist Orthopaedic | AO/ASIF Screws | Cannulated screws | >2.7mm-4.49mm | JOHNSON & JOHNSON MEDICAL PTY LTD |  | Change to Group benefit
SY652 | 06 - Specialist Orthopaedic | AO/ASIF Screws | Locking Head Screws | >2.7mm to &lt; 4.5mm | JOHNSON & JOHNSON MEDICAL PTY LTD |  | Change to Group benefit
SY797 | 06 - Specialist Orthopaedic | AO/ASIF Screws | Philos Cannulated locking screw | 3.5mm | JOHNSON & JOHNSON MEDICAL PTY LTD |  | Change to Group benefit
JD001 | 06 - Specialist Orthopaedic | CarboFix Piccolo Plate Systems – Locking Screws: Small | Titanium alloy screws (locking) for fixation of CarboFix plate shaft and head. | Locking Proximal Screw 4.0mm x 25.0mm, 30.0mm, 32.5mm, 35.0mm, 37.5mm, 40.0mm, 42.5mm, 45.0mm, 47.5mm, 50.0mm, 55.0mm, 60.0mm Locking Distal Screw 3.5mm x 10mm, 12mm, 14mm, 16mm, 18mm, 22.5mm, 25.0mm, 27.5mm, 30.0mm, 32.5mm, 35.0mm, 40.0mm, 45.0mm Locking Screw 3.5mm x 12mm, 14mm, 16mm, 18mm, 20mm, 22mm, 24mm, 26mm | JOI ORTHOPAEDICS PTY LTD |  | Change to Group benefit
JD003 | 06 - Specialist Orthopaedic | CarboFix Piccolo Plate Systems – Non-Locking Screws: Small | Titanium alloy screws (non-locking) for fixation of CarboFix plate shaft and head. | Non-Locking Distal Screw 3.5mm x 10mm, 12mm, 14mm, 16mm, 18mm, 22.5mm, 25.0mm, 27.5mm, 30.0mm, 32.5mm, 35.0mm, 40.0mm, 45.0mm Non-Locking Screw 3.5mm x 10mm, 12mm, 14mm, 16mm, 18mm, 20mm, 22mm, 24mm, 26mm, 30mm, 35mm, 40mm, 45mm, 50mm, 55mm | JOI ORTHOPAEDICS PTY LTD |  | Change to Group benefit
KT091 | 06 - Specialist Orthopaedic | KLS Martin - Radial Plating System | smartDrive Screw | 3.0 x 8-30mm | KLS MARTIN AUSTRALIA PTY LIMITED |  | Change to Group benefit
KT098 | 06 - Specialist Orthopaedic | Nexos Screw | 3.5mm Screws | 3.5mm | KLS MARTIN AUSTRALIA PTY LIMITED |  | Change to Group benefit
LH675 | 06 - Specialist Orthopaedic | MUTARS Cancellous Screws | MUTARS Cancellous Screws | 20-40mm | LIFEHEALTHCARE PTY LIMITED |  | Change to Group benefit
LM133 | 06 - Specialist Orthopaedic | TriMed Compression Screws | 'Compression Screws | 3.0-4.5mm | LMT SURGICAL PTY LTD |  | Change to Group benefit
LM145 | 06 - Specialist Orthopaedic | TriMed Bone Screw | Locking Cortical Bone Screw | 3.2mm x 10-40mm | LMT SURGICAL PTY LTD |  | Change to Group benefit
LM146 | 06 - Specialist Orthopaedic | TriMed Bone Screws | Non-Locking Cortical Bone Screw | 3.2mm; Length 08-20mm | LMT SURGICAL PTY LTD |  | Change to Group benefit
LM147 | 06 - Specialist Orthopaedic | TriMed Bone Screw | Locking Compression Bone Screw | 4mm x 35-60mm | LMT SURGICAL PTY LTD |  | Change to Group benefit
LM252 | 06 - Specialist Orthopaedic | OsteoMed FPS | Bone screws | 3.5/4mm x 10-70mm | LMT SURGICAL PTY LTD |  | Change to Group benefit
LM278 | 06 - Specialist Orthopaedic | PANTERA Proximal Humerus Fracture Fixation Plate System - Locking Cortical Screw | Locking Cortical Screw | 3.5mm | LMT SURGICAL PTY LTD |  | Change to Group benefit
LM279 | 06 - Specialist Orthopaedic | PANTERA Proximal Humerus Fracture Fixation Plate System - Cortical Screw | Cortical Screw | 3.5mm | LMT SURGICAL PTY LTD |  | Change to Group benefit
LM280 | 06 - Specialist Orthopaedic | PANTERA Proximal Humerus Fracture Fixation Plate System - Post Cap Screw | Post Cap Screw | 2.7 mm | LMT SURGICAL PTY LTD |  | Change to Group benefit
LM310 | 06 - Specialist Orthopaedic | Skeletal Dynamics Bone Screw Locking | Bone Screw Locking | 3.0m and 3.5mm | LMT SURGICAL PTY LTD |  | Change to Group benefit
LM317 | 06 - Specialist Orthopaedic | Skeletal Dynamics Bone Screw Non-Locking | Non-Locking Cortical Bone Screws | 3.0mm, 3.5mm | LMT SURGICAL PTY LTD |  | Change to Group benefit
LM326 | 06 - Specialist Orthopaedic | Extremilock Screws | Screws | 2.7mm - 4.49mm x 8-70mm | LMT SURGICAL PTY LTD |  | Change to Group benefit
LM358 | 06 - Specialist Orthopaedic | Hex Screw | Hex plate fixation screw | 2.71 to 4.49mm diameter | LMT SURGICAL PTY LTD |  | Change to Group benefit
LM359 | 06 - Specialist Orthopaedic | Hex Locking Screws | Hex plate fixation locking screws | 2.71 to 4.49mm diameter | LMT SURGICAL PTY LTD |  | Change to Group benefit
LM475 | 06 - Specialist Orthopaedic | TriMed ASET Foot Plating System | Non-Locking Cortical Bone Screws (Small) | 2.71mm – 4.49mm | LMT SURGICAL PTY LTD |  | Change to Group benefit
LM477 | 06 - Specialist Orthopaedic | TriMed ASET Foot Plating System | VA Locking Screws (small) | 2.71mm – 4.49mm | LMT SURGICAL PTY LTD |  | Change to Group benefit
LM503 | 06 - Specialist Orthopaedic | Non-Locking Screws (Small) | Non-Locking Screws (Small) | 2.71mm – 4.49mm | LMT SURGICAL PTY LTD |  | Change to Group benefit
LM504 | 06 - Specialist Orthopaedic | Locking Screws (Small) | Locking Screws (Small) | 2.71mm – 4.49mm | LMT SURGICAL PTY LTD |  | Change to Group benefit
LM520 | 06 - Specialist Orthopaedic | OMNI Plating System | Non-Locking Screws | 2.8-3.5mm x 8-60mm | LMT SURGICAL PTY LTD |  | Change to Group benefit
LM521 | 06 - Specialist Orthopaedic | OMNI Plating System | Locking Screws | 2.8mm & 3.5mm diameter; 8-30 length | LMT SURGICAL PTY LTD |  | Change to Group benefit
LM523 | 06 - Specialist Orthopaedic | OMNI Plating System | Cannulated Screws | 3.5mm diameter; 20-50mm length | LMT SURGICAL PTY LTD |  | Change to Group benefit
LM535 | 06 - Specialist Orthopaedic | Omni Stable AF Plating System | Fully Threaded Syndesmosis Screws | 4.0 x 40-60mm | LMT SURGICAL PTY LTD |  | Change to Group benefit
LM536 | 06 - Specialist Orthopaedic | Omni Stable AF Plating System | Cannulated Screws | 4.0 x 20-50mm | LMT SURGICAL PTY LTD |  | Change to Group benefit
LM549 | 06 - Specialist Orthopaedic | Skeletal Dynamics Bone Screw Non-Locking | Non-Locking Cortical Bone Screws | 3.5mm diameter, 14 to 44mm length | LMT SURGICAL PTY LTD |  | Change to Group benefit
LM553 | 06 - Specialist Orthopaedic | Skeletal Dynamics Bone Screw Locking | Bone Screw Locking | 3.5mm diameter, 16 to 44mm length | LMT SURGICAL PTY LTD |  | Change to Group benefit
MU185 | 06 - Specialist Orthopaedic | PAO Cortical Screw Ø3.5 | Peri-Acetabular Osteotomy Cortical Screw | Ø3.5 L 20-140 mm | MEDACTA AUSTRALIA PTY. LTD. |  | Change to Group benefit
EO074 | 06 - Specialist Orthopaedic | APTUS Screws | Aptus Locking Screws | 2.8mm - 3.5mm Diameter | MEDARTIS AUSTRALIA & NEW ZEALAND PTY LTD |  | Change to Group benefit
EO077 | 06 - Specialist Orthopaedic | APTUS Screws | Cortical Screws | 2.71mm – 4.49mm | MEDARTIS AUSTRALIA & NEW ZEALAND PTY LTD |  | Change to Group benefit
EO092 | 06 - Specialist Orthopaedic | APTUS SpeedTip C System | APTUS SpeedTip C Screws | 2.8mm diameter | MEDARTIS AUSTRALIA & NEW ZEALAND PTY LTD |  | Change to Group benefit
EO116 | 06 - Specialist Orthopaedic | APTUS headedCCS | Headed Cannulated screws | >2.7mm-4.49mm | MEDARTIS AUSTRALIA & NEW ZEALAND PTY LTD |  | Change to Group benefit
MO321 | 06 - Specialist Orthopaedic | Acumed Hexalobe Non Locking Screws | Acumed Hexalobe Non Locking Screws | 3.0mm,3.5mm and 4.0mm diameter, 8-65mm length | Medical & Optical Instruments Australia Pty Ltd |  | Change to Group benefit
MO322 | 06 - Specialist Orthopaedic | Acumed Hexalobe Locking Screws | Acumed Hexalobe Locking Screws | Small (2.71mm-4.49mm) | Medical & Optical Instruments Australia Pty Ltd |  | Change to Group benefit
MO370 | 06 - Specialist Orthopaedic | Acumed Tap-Loc | Tap screws, Tap-Loc Screws | 3.6mm -60 mm Length | Medical & Optical Instruments Australia Pty Ltd |  | Change to Group benefit
MO377 | 06 - Specialist Orthopaedic | Acu-Loc Distal Radius Plate System | Cortical Screw | 3.5mm | Medical & Optical Instruments Australia Pty Ltd |  | Change to Group benefit
MO378 | 06 - Specialist Orthopaedic | Acu-Loc Distal Radius Plate System | Cortical Screw Locking | 3.5mm | Medical & Optical Instruments Australia Pty Ltd |  | Change to Group benefit
MO415 | 06 - Specialist Orthopaedic | Acumed Screws | Screws | 2.71mm - 4.49mm | Medical & Optical Instruments Australia Pty Ltd |  | Change to Group benefit
MO426 | 06 - Specialist Orthopaedic | ACUMED Hexalobe Low Profile 4.3mm screws | ACUMED Hexalobe low profile 4.3mm locking screws, Titanium, fully threaded | 4.3mm in diameter, 18mm to 64mm in length | Medical & Optical Instruments Australia Pty Ltd |  | Change to Group benefit
MO450 | 06 - Specialist Orthopaedic | Cannulated Screw New Information - Acumed Cannulated Screws | 4.0mm Cannulated Screw | 4.0mm | Medical & Optical Instruments Australia Pty Ltd |  | Change to Group benefit
OX010 | 06 - Specialist Orthopaedic | MBOSS 3.5 mm Cortex Screw | 3.5 mm Cortex Screw, Self Tapping | Diameter: 3.5mm Length: 10-150mm | MERIL AUSTRALIA PTY LTD |  | Change to Group benefit
OX011 | 06 - Specialist Orthopaedic | MBOSS 3.5mm Locking Screw | 3.5mm Locking Screw, Self Tapping | Diameter: 3.5mm Length: 10-95mm | MERIL AUSTRALIA PTY LTD |  | Change to Group benefit
OX012 | 06 - Specialist Orthopaedic | MBOSS 4.0 mm Cancellous Screw | 4.0 mm Cancellous screw with short or long thread | Diameter: 4mm Length: 10-100mm | MERIL AUSTRALIA PTY LTD |  | Change to Group benefit
OX054 | 06 - Specialist Orthopaedic | MBOSS-3.5 mm Meril Cancellous Screw system - Cancellous Screw, Self Tapping | Cancellous Screw | Length- 30- 90 | MERIL AUSTRALIA PTY LTD |  | Change to Group benefit
TN022 | 06 - Specialist Orthopaedic | Newclip Bone Screws | Non-Locking Bone Screws | 2.71mm – 4.49mm diameter, length 08-150 mm | NEWCLIP TECHNICS AUSTRALIA PTY LTD |  | Change to Group benefit
TN023 | 06 - Specialist Orthopaedic | Newclip Locking Bone Screws | Locking Bone Screws | 2.71-4.49mm diameter, length 10-95 mm | NEWCLIP TECHNICS AUSTRALIA PTY LTD |  | Change to Group benefit
TN025 | 06 - Specialist Orthopaedic | Newclip Cannulated Screws | Cannulated Screws | 3.0 - 4.0mm diameter, lengths 14 - 75mm | NEWCLIP TECHNICS AUSTRALIA PTY LTD |  | Change to Group benefit
TN069 | 06 - Specialist Orthopaedic | Small cannulated Locking screws | Small cannulated Locking screws | 2.8 mm diameter ; 14-30 mm length | NEWCLIP TECHNICS AUSTRALIA PTY LTD |  | Change to Group benefit
SF084 | 06 - Specialist Orthopaedic | Signature FAA Screw | Titanium Locking Screw. | 2.7mm diameter from 8-30mm in length. | SIGNATURE ORTHOPAEDICS PTY LTD |  | Change to Group benefit
SF120 | 06 - Specialist Orthopaedic | Islay Locking screw | FPS 3.5mm locking screw FPS GENII 3.5mm locking screw FPS 2.7mm locking screw FPS GENII 2.7mm locking screw | 10-50MM(FPS 3.5MM locking) 8-30MM (FPS 2.7MM locking) | SIGNATURE ORTHOPAEDICS PTY LTD |  | Change to Group benefit
SF124 | 06 - Specialist Orthopaedic | Islay non-LOCKING SCREW | 2.7mm non locking screw GENII 2.7mm non-locking screw 3.5mm non-locking screw GENII 3.5mm non-locking screw | 8-30mm (FPS 2.7mm non locking) 10-50mm (FPS 3.5mm non-locking) | SIGNATURE ORTHOPAEDICS PTY LTD |  | Change to Group benefit
SL011 | 06 - Specialist Orthopaedic | TC-100 | Cortical and Cancellous Screws | 2.71mm-4.49mm | SMITH & NEPHEW PTY LIMITED |  | Change to Group benefit
SL012 | 06 - Specialist Orthopaedic | Peri-Loc and Peri-Loc VLP | Cortical and Osteopenia Screws | 2.71mm-4.49mm | SMITH & NEPHEW PTY LIMITED |  | Change to Group benefit
SL090 | 06 - Specialist Orthopaedic | Smith & Nephew Plate and Screw System - EVOS | Bone Screws | 2.71mm – 4.49mm | SMITH & NEPHEW PTY LIMITED |  | Change to Group benefit
SL091 | 06 - Specialist Orthopaedic | Smith & Nephew Plate and Screw System - EVOS | Bone Screws | 2.71mm – 4.49mm | SMITH & NEPHEW PTY LIMITED |  | Change to Group benefit
SL190 | 06 - Specialist Orthopaedic | Tibiaxys Distal tibia system | Titanium screw for use with Tibiaxys distal tibia system | 4mm diameter with 6mm head; 40mm - 100mm length | SMITH & NEPHEW PTY LIMITED |  | Change to Group benefit
SL191 | 06 - Specialist Orthopaedic | Surfix screw plus Surfix Lock-Screw | Locking screws with an independent lock-screw head | 2.7mm: 10-32mm | SMITH & NEPHEW PTY LIMITED |  | Change to Group benefit
SL192 | 06 - Specialist Orthopaedic | Surfix Screw plus Surfix Lock-Screw | Locking screws with an independent lock-screw head that screw into fixation plates. This combination effects dynamic compression. | 3.5mm: 10-28mm | SMITH & NEPHEW PTY LIMITED |  | Change to Group benefit
SL203 | 06 - Specialist Orthopaedic | Newdeal Lock Screws | For use with Newdeal bone screws and plates | Diameter 2.7mm - 6.5mm | SMITH & NEPHEW PTY LIMITED |  | Change to Group benefit
SL204 | 06 - Specialist Orthopaedic | Newdeal Screws/Lock Screws | Screws - Cancellous, Cancellous cannulated, cortical, cortical cannulated plus Lock screws | Cancellous/Cancellous cannulated - Diameter 6.5mm, Length 20mm - 100mm + Lock Screw, Cortical - Diameter 5.0mm, Length 25mm - 45mm + Lock Screw, Cortical - Diameter 4.5mm, Length 14mm - 65mm + Lock Screw, Cortical - Diameter 3.5mm, Length 14mm - 32mm + Lo | SMITH & NEPHEW PTY LIMITED |  | Change to Group benefit
SL209 | 06 - Specialist Orthopaedic | Newdeal Surfix Style Screws | Titanium bone screw +locking screw for the fixation of specific Newdeal bone plates | Diameter 3.5mm, Length 10-50mm; Diameter 4.5mm, length 14-65mm; Diameter 6.5, length 20-100mm | SMITH & NEPHEW PTY LIMITED |  | Change to Group benefit
SL220 | 06 - Specialist Orthopaedic | Surfix Locking Screws | Locking screws with an independent lock-screw head | 3mm; 10-24mm length | SMITH & NEPHEW PTY LIMITED |  | Change to Group benefit
SN944 | 06 - Specialist Orthopaedic | Peri-Loc | Locking Screws | 2.71mm - 4.49mm | SMITH & NEPHEW PTY LIMITED |  | Change to Group benefit
SN971 | 06 - Specialist Orthopaedic | Cannulated Screw | Stainless Steel | 2.71mm - 4.49mm | SMITH & NEPHEW PTY LIMITED |  | Change to Group benefit
HW460 | 06 - Specialist Orthopaedic | Memometal Anchorage Bone Screws | Anchorage Bone Screws | 3.0-3.5mm diameter to 10 - 40mm in length | STRYKER AUSTRALIA PTY LTD |  | Change to Group benefit
HW461 | 06 - Specialist Orthopaedic | Memometal Anchorage Bone Screws | Anchorage Locking Bone Screws | 3.0 - 3.5mm diameter to 10 - 40mm in length | STRYKER AUSTRALIA PTY LTD |  | Change to Group benefit
HW717 | 06 - Specialist Orthopaedic | Cannulated Screw | Titanium cannulated screw intended for use in conjunction with a plate for fixation of midfoot fusion | 3.5mm diameter x 34, 36 & 38mm | STRYKER AUSTRALIA PTY LTD |  | Change to Group benefit
HW719 | 06 - Specialist Orthopaedic | Ortholoc Fracture System Screws | Titanium, variable angle locking screws | 2.7, 3.5 & 4.0mm diameter, 8-100mm length | STRYKER AUSTRALIA PTY LTD |  | Change to Group benefit
HW793 | 06 - Specialist Orthopaedic | Charlotte Lisfranc Recontruction System - Screw. | Solid core stainless steel screw. | 3.7mm diameter, 8-100mm length. | STRYKER AUSTRALIA PTY LTD |  | Change to Group benefit
HW801 | 06 - Specialist Orthopaedic | Evolve Ortholoc EPS System 3.5 NL Screws | Stainless Steel, Cortical & Cancellous Screws | 3.5mm diameter 10-60mm | STRYKER AUSTRALIA PTY LTD |  | Change to Group benefit
HW805 | 06 - Specialist Orthopaedic | Titanium Screw | Locking, non-locking or cannulated, for use only with Darco titanium plates, self-tapping | 8-40mm, 3.5mm | STRYKER AUSTRALIA PTY LTD |  | Change to Group benefit
HW814 | 06 - Specialist Orthopaedic | Stainless Steel Screw | Stainless steel plate screw, non locking | 2.7 & 3.2 dia. 8-50mm length in 2mm increments | STRYKER AUSTRALIA PTY LTD |  | Change to Group benefit
HW817 | 06 - Specialist Orthopaedic | Charlotte Claw Locking Screws | 3.5mm stainless steel locking screws for use with Claw Plate | 3.5mm: 12-40mm | STRYKER AUSTRALIA PTY LTD |  | Change to Group benefit
HW819 | 06 - Specialist Orthopaedic | Darco Headed Compression Screw System | Cannulated titanium compression screws | 3.0-4.0mm x 16-50mm | STRYKER AUSTRALIA PTY LTD |  | Change to Group benefit
HW835 | 06 - Specialist Orthopaedic | SALVATION 3Di Plating System - OP Locking Screws | Osteopenic locking screws | Diameter: 4.0mm Length: 16mm to 60mm | STRYKER AUSTRALIA PTY LTD |  | Change to Group benefit
HW837 | 06 - Specialist Orthopaedic | SALVATION 3Di Plating System - Osteopenic Screws | Osteopenic screws | Diameter: 4.0mm Length: 16, 18, 20, 22, 25, 30, 35, 40, 45, 50, 55, 60mm | STRYKER AUSTRALIA PTY LTD |  | Change to Group benefit
HW904 | 06 - Specialist Orthopaedic | MaxLock Extreme System - 3.5/4mm Non Locking Screws | Bone screws, Titanium, non locking | Ø 3.5mm, length 8-50mm Ø 4mm, length 8-60mm | STRYKER AUSTRALIA PTY LTD |  | Change to Group benefit
HW905 | 06 - Specialist Orthopaedic | MaxLock Extreme System - 3.5mm locking screws | Bone screws, titanium, fixed or variable angle locking | Ø 3.5mm Fixed angle, Length 8-45mm Ø 3.5mm Variable angle, Length 10-50mm | STRYKER AUSTRALIA PTY LTD |  | Change to Group benefit
HW909 | 06 - Specialist Orthopaedic | MaxTorque Cannulated Screw System - Small Screws | Bone screws, Titanium, Cannulated, Short or Long Thread | Ø3.2mm Short Thread, Length 12-30mm Ø3.2mm Long Thread, Length 12-38mm Ø3.8mm Short Thread,Length 16-50mm Ø4.0mm Long Thread, Length 14-50mm Ø4.0mm Long Thread, Length 24-50mm | STRYKER AUSTRALIA PTY LTD |  | Change to Group benefit
HW932 | 06 - Specialist Orthopaedic | WAVE Calcaneal Fracture System - Locking Screw | The WAVE Calcaneal Fracture System is a low profile, anatomical plate and screw system designed for the minimally invasive fixation of the calcaneal fractures. The plate and associated locking and non-locking screws facilitate the reconstruction of the height and width of the calcaneus, and remodelling of the lateral calcaneal wall. The WAVE calcaneal System is provided non-sterile. The Locking Screw is used with the WAVE Calcaneal Fracture Plate | Screws: Diameter = 4.0mm, Length - 14-44 in 2mm increments | STRYKER AUSTRALIA PTY LTD |  | Change to Group benefit
HW954 | 06 - Specialist Orthopaedic | ORTHOLOC SPS Locking Screws | Stainless steel locking head screws: cortical or cancellous | Dia 3.5mm Length: 10mm - 60mm | STRYKER AUSTRALIA PTY LTD |  | Change to Group benefit
HW955 | 06 - Specialist Orthopaedic | ORTHOLOC SPS Non-Locking Screws | Stainless steel, cortical, non-locking screws | Dia. 3.5mm Length: 10mm - 60mm | STRYKER AUSTRALIA PTY LTD |  | Change to Group benefit
HW966 | 06 - Specialist Orthopaedic | ORTHOLOC SPS Blunt-tipped Locking Screws | Stainless steel locking head screws, blunt tipped | Dia 3.5mm Length: 18mm - 54mm | STRYKER AUSTRALIA PTY LTD |  | Change to Group benefit
HW976 | 06 - Specialist Orthopaedic | Evolve Ortholoc EPS System 3.5 locking | Stainless Steel, Variable Angle Locking, Cortical & Cancellous Screws | 3.5mm Diameter, 10-60mm | STRYKER AUSTRALIA PTY LTD |  | Change to Group benefit
JV021 | 06 - Specialist Orthopaedic | VariAx Plating System - Screws | Titanium Locking Screws | 3.5mm | STRYKER AUSTRALIA PTY LTD |  | Change to Group benefit
JV022 | 06 - Specialist Orthopaedic | VariAx Plating System - Screws | Titanium Non-Locking Screws | 3.5mm | STRYKER AUSTRALIA PTY LTD |  | Change to Group benefit
SK229 | 06 - Specialist Orthopaedic | Omega Plus Compression Hip Screw System | Cephalic Implants | Hansson Twin Hook Compression Screw 25mm | STRYKER AUSTRALIA PTY LTD |  | Change to Group benefit
SK452 | 06 - Specialist Orthopaedic | Stryker Plating System | Non-Locking Bone Screws (Small) | 2.7mm - 4.5mm Diameter 8mm - 150mm Length | STRYKER AUSTRALIA PTY LTD |  | Change to Group benefit
SK528 | 06 - Specialist Orthopaedic | 'Stryker Cannulated Screw System | Asnis III Cannulated screws | 4.0mm | STRYKER AUSTRALIA PTY LTD |  | Change to Group benefit
SK563 | 06 - Specialist Orthopaedic | Stryker Plating System | SPS Locking Plate System | Locking screws 3-4mm | STRYKER AUSTRALIA PTY LTD |  | Change to Group benefit
SK630 | 06 - Specialist Orthopaedic | SBi Locking Screws | Titanium Cortical Locking Self-tapping screws | 2.7mm Cortical Locking, Self-tapping 10 - 30mm 3.5mm Cortical, Locking, Self tapping 8 -20mm | STRYKER AUSTRALIA PTY LTD |  | Change to Group benefit
SK631 | 06 - Specialist Orthopaedic | Sbi Non-Locking Screws | Titanium Cortical Non-Locking Self tapping screws | 2.7mm Cortical, Non Locking, Self-tapping 10 -30mm 2.7mm Lag, Non Locking, self tapping 10 -30mm 3.5mm Cortical, Non Locking,Self tapping 8 -20mm | STRYKER AUSTRALIA PTY LTD |  | Change to Group benefit
SR073 | 06 - Specialist Orthopaedic | Stryker Locking Plate System | Locking Screws | Diameter 2.7 to 3.5mm | STRYKER AUSTRALIA PTY LTD |  | Change to Group benefit
SR094 | 06 - Specialist Orthopaedic | Stryker Cannulated Screw System | Asnis Micro Cannulated screw | 2.71mm-3.0mm, Diameters, 8mm-40mm lengths | STRYKER AUSTRALIA PTY LTD |  | Change to Group benefit
ST006 | 06 - Specialist Orthopaedic | Stryker Plating System | Cancelleous screws | 2.7-4.0mm | STRYKER AUSTRALIA PTY LTD |  | Change to Group benefit
SQ132 | 06 - Specialist Orthopaedic | Bone Screws | Cortical, Locking, Self-tapping, Standard, T15, trans-physeal | 3.5-4.0mm 10-70mm | Surgical Specialties Pty Limited |  | Change to Group benefit
SQ137 | 06 - Specialist Orthopaedic | Cannulated Screws | Cannulated, Cancellous Short, Medium, Partial, Full Thread Locking, Non-locking | 3.0-4.0mm Diameter 8-70mm Length | Surgical Specialties Pty Limited |  | Change to Group benefit
SQ145 | 06 - Specialist Orthopaedic | Bone Screws | Cortical, Cancellous, Self-tapping, Full Thread, Partial Thread, Standard, T15 | 3.5-4.0mm Diameter 10-70mm Length | Surgical Specialties Pty Limited |  | Change to Group benefit
SQ176 | 06 - Specialist Orthopaedic | PediFoot Deformity Correction System | 3.5mm Cortical Screws | 8-60mm length | Surgical Specialties Pty Limited |  | Change to Group benefit
SQ181 | 06 - Specialist Orthopaedic | PediFoot Deformity Correction System | 3.5mm Variable Angle Locking Screws | 8-60mm length | Surgical Specialties Pty Limited |  | Change to Group benefit
BH185 | 06 - Specialist Orthopaedic | Small / Large Fragment Set | Bone Screw, Titanium | 3.5 - 4.0mm diameter | ZIMMER BIOMET PTY LTD |  | Change to Group benefit
BH186 | 06 - Specialist Orthopaedic | Small / Large Fragment Set | Cannulated Titanium Bone Screw | 3.0mm - 4.0mm | ZIMMER BIOMET PTY LTD |  | Change to Group benefit
BH277 | 06 - Specialist Orthopaedic | ALPS Plating System & Biodrive Screws | Cannulated Bone Screws | 3.0 to 4.0mm diameter | ZIMMER BIOMET PTY LTD |  | Change to Group benefit
ZA004 | 06 - Specialist Orthopaedic | ALPS Plating System & DVR Plating System | Non-locking bone screw | 2.7-4.0mm | ZIMMER BIOMET PTY LTD |  | Change to Group benefit
ZA005 | 06 - Specialist Orthopaedic | ALPS Plating System & DVR Plating System | Locking screws and pegs | 2.7-4.0mm | ZIMMER BIOMET PTY LTD |  | Change to Group benefit
ZI150 | 06 - Specialist Orthopaedic | Periarticular Plates | Periarticular 4.0mm Cancellous Screws - Stainless Steel | Part thread - 30-60 mm, Full thread 30-110 mm | ZIMMER BIOMET PTY LTD |  | Change to Group benefit
ZI152 | 06 - Specialist Orthopaedic | Periarticular Plates | 3.5mm screws | lengths up to 130mm | ZIMMER BIOMET PTY LTD |  | Change to Group benefit
ZI203 | 06 - Specialist Orthopaedic | Zimmer ECT Screws | 4.0mm Cancellous Screws | 10 - 60 mm | ZIMMER BIOMET PTY LTD |  | Change to Group benefit
ZI835 | 06 - Specialist Orthopaedic | NCB Polyaxial Locking System | 4.0mm Cannulated Variable Angle Locking Screws - Ti Alloy | 14 - 65mm | ZIMMER BIOMET PTY LTD |  | Change to Group benefit
ZI852 | 06 - Specialist Orthopaedic | Zimmer Periarticular Plating System | 4.5mm Periarticular Locking Screws | 12 - 110mm | ZIMMER BIOMET PTY LTD |  | Change to Group benefit
ZI853 | 06 - Specialist Orthopaedic | Zimmer Periarticular Plating System | 5.5mm Cannulated Periarticular Locking Screws | 30 - 150mm | ZIMMER BIOMET PTY LTD |  | Change to Group benefit
ZI854 | 06 - Specialist Orthopaedic | Zimmer Universal Locking System | 3.5mm Universal Locking Screws | 12 - 90mm | ZIMMER BIOMET PTY LTD |  | Change to Group benefit
ZI856 | 06 - Specialist Orthopaedic | Zimmer Universal Locking System | 3.5mm Universal Locking Screws - Ti Alloy | 12 - 60mm | ZIMMER BIOMET PTY LTD |  | Change to Group benefit
ZI892 | 06 - Specialist Orthopaedic | NCB System | NCB Screws | 4mm x 14-90mm | ZIMMER BIOMET PTY LTD |  | Change to Group benefit
ZI940 | 06 - Specialist Orthopaedic | Screws - Standard | Standard Screws | 10 - 70mm | ZIMMER BIOMET PTY LTD |  | Change to Group benefit
ZI947 | 06 - Specialist Orthopaedic | Screws -Locking | Locking Screw | 10 - 70mm | ZIMMER BIOMET PTY LTD |  | Change to Group benefit
ZZ077 | 06 - Specialist Orthopaedic | Arix Locking Screw | Locking Screw | 2.01 – 2.7 mm | AA-Med Pty Ltd |  | Change to Group benefit
ZZ078 | 06 - Specialist Orthopaedic | Bone Screw | Cortical Bone Screw | 2.01mm – 2.7mm | AA-Med Pty Ltd |  | Change to Group benefit
BP027 | 06 - Specialist Orthopaedic | Tyber Medical Trauma headed screw | Headed trauma screw for compression and fixation of bone Sterile or Non sterile, Titanium or stainless steel | 2.5mm | ACRA REGULATORY SERVICES PTY LTD |  | Change to Group benefit
JK006 | 06 - Specialist Orthopaedic | OsteoMed Plating & Fixation System | Screws - Cannulated Lag | Diameter 2.01 – 2.7 mm | ALLIED SCIENTIFIC PRODUCTS PTY LTD |  | Change to Group benefit
HU145 | 06 - Specialist Orthopaedic | Low Profile Locking Screws | Locking screws for Arthrex Fracture Plate Fixation | 2.01mm to 2.7mm | ARTHREX AUSTRALIA PTY LTD |  | Change to Group benefit
HU146 | 06 - Specialist Orthopaedic | Cortical Screw | Screw for Bone fixation | 2.01-2.7mm | ARTHREX AUSTRALIA PTY LTD |  | Change to Group benefit
HU147 | 06 - Specialist Orthopaedic | Mini Fragment System – Cortical Screws | Cortical Screw | 2.4mm x (06-80mm) | ARTHREX AUSTRALIA PTY LTD |  | Change to Group benefit
HU298 | 06 - Specialist Orthopaedic | KreuLock Locking Compression Screws, Ti | Locking Compression Screws | 2.4mm | ARTHREX AUSTRALIA PTY LTD |  | Change to Group benefit
HU315 | 06 - Specialist Orthopaedic | KreuLock Locking Compression Screws SS | Locking Compression Screw | 2.7mm | ARTHREX AUSTRALIA PTY LTD |  | Change to Group benefit
HU347 | 06 - Specialist Orthopaedic | Mini Fragment System - 2.7mm Cortical Screws | Cortical Screws for Plate Fixation of Fracture | 2.7mm x 6.0mm-15mm (1mm) Increments 2.7mm x 16mm-50mm (2mm) Increments 2.7mm x 55-80mm (5mm) Increments | ARTHREX AUSTRALIA PTY LTD |  | Change to Group benefit
HU348 | 06 - Specialist Orthopaedic | Mini Fragment System - VAL Screws | Variable Angle Locking Screws for Plate Fixation of Fracture | 2.7mm x 6.0mm-15mm (1mm) Increments 2.7mm x 16mm-50mm (2mm) Increments 2.7mm x 55mm-80mm (5mm) Increments | ARTHREX AUSTRALIA PTY LTD |  | Change to Group benefit
HU355 | 06 - Specialist Orthopaedic | Mini Fragment System - 2.4mm VAL Screws | 2.4mm Variable Angle Locking Screws for Bone Fixation | 2.4mm | ARTHREX AUSTRALIA PTY LTD |  | Change to Group benefit
DZ010 | 06 - Specialist Orthopaedic | VRP Distal Radius Fixation System | VRP Distal Radius Fixation System, Variable Angle, Threaded, non-threaded, partially threaded locking, non-locking screw, peg, titanium | 2.5-2.7mm diameter, 10-34mm length | AUSTRALIAN ORTHOPAEDIC FIXATIONS PTY LTD |  | Change to Group benefit
DZ043 | 06 - Specialist Orthopaedic | Mini Fragment - Screws | Locking Screws | 2.4mm, 2.5mm | AUSTRALIAN ORTHOPAEDIC FIXATIONS PTY LTD |  | Change to Group benefit
DZ054 | 06 - Specialist Orthopaedic | Valens Shoulder and Elbow - Screws | Self-Tapping Locking Screws | 2.4mm, 2.7mm | AUSTRALIAN ORTHOPAEDIC FIXATIONS PTY LTD |  | Change to Group benefit
DZ074 | 06 - Specialist Orthopaedic | Austofix PHP - Proximal Humeral Plating System | Locking Screws | 2.7mm diameter, 16-70mm length | AUSTRALIAN ORTHOPAEDIC FIXATIONS PTY LTD |  | Change to Group benefit
DZ096 | 06 - Specialist Orthopaedic | Mini Fragment Screws | Cortex/Cancellous Screws | 2.4mm diameter, 6mm-60mm length | AUSTRALIAN ORTHOPAEDIC FIXATIONS PTY LTD |  | Change to Group benefit
PB020 | 06 - Specialist Orthopaedic | Calcaneal Locking Plate MIPO System - Locking Screw | Locking Screws | Mini (2.01mm-2.7mm) | AUSTRALIAN PACIFIC MEDICAL PTY LTD |  | Change to Group benefit
PB033 | 06 - Specialist Orthopaedic | Mini Locking System - Cortex Screw, Stardrive, Self-tapping | Cortex Screws, Stardrive, Self-tapping | 6.-30mm | AUSTRALIAN PACIFIC MEDICAL PTY LTD |  | Change to Group benefit
BU029 | 06 - Specialist Orthopaedic | CentroLock Screws | CentroLock Screw System | smaller than 2.7mm | CAB MEDICAL PTY LTD |  | Change to Group benefit
ER397 | 06 - Specialist Orthopaedic | Paragon 28 Monster Screw System-Screws, mini (2.01 – 2.7 mm) | Paragon 28 Monster Screw System-Screws, mini, headed, with or without a blunt tip, recon/Tuffneck, Titanium | dia (2.5-2.7 mm) x length (10-100 mm) x length of thread (3-100 mm) | EMERGO ASIA-PACIFIC PTY. LIMITED |  | Change to Group benefit
ER399 | 06 - Specialist Orthopaedic | Paragon 28 Monster Screw System-Screws, mini (2.01 – 2.7 mm), cannulated | Paragon 28 Monster Screw System-Screws, mini, cannulated, partially or fully threaded | dia 2.5mm x length (10-100 mm) x length of thread (3-100 mm) | EMERGO ASIA-PACIFIC PTY. LIMITED |  | Change to Group benefit
ER400 | 06 - Specialist Orthopaedic | Paragon 28 Monster Screw System-Screws, mini (2.01 – 2.7 mm), cannulated, dual thread, locking | Paragon 28 Monster Screw System-screws, mini, cannulated, dual thread, locking, headless, partially threaded, Titanium | dia 2.5 mm x length (8-100 mm) x length of thread (3-32 mm) | EMERGO ASIA-PACIFIC PTY. LIMITED |  | Change to Group benefit
ER426 | 06 - Specialist Orthopaedic | Paragon 28 Gorilla Plating System-Screws, mini | Paragon 28 Gorilla Plating System-Screws, mini, locking; recon/Tuffneck/baby | dia (2.5-2.7 mm) x length (8-50 mm) | EMERGO ASIA-PACIFIC PTY. LIMITED |  | Change to Group benefit
ER547 | 06 - Specialist Orthopaedic | Osteomed ExtremiLock Screw, Mini (2.01 – 2.7 mm), variable angle locking, cannulated, dual thread | variable angle locking screw, cannulated, dual thread | dia 2.4 mm x lenght (12-40 mm) | EMERGO ASIA-PACIFIC PTY. LIMITED |  | Change to Group benefit
ER559 | 06 - Specialist Orthopaedic | Osteomed ExtremiLock Screw, Mini (2.01 – 2.7 mm), standard | Cortex screw | dia (2.4-2.7 mm) x lenth (8-40 mm) | EMERGO ASIA-PACIFIC PTY. LIMITED |  | Change to Group benefit
ER560 | 06 - Specialist Orthopaedic | Osteomed ExtremiLock Screw, Mini (2.01 – 2.7 mm), variable angle locking | Variable angle locking screws, fully or partially threaded | dia (2.4-2.7 mm) x length (8-40 mm) | EMERGO ASIA-PACIFIC PTY. LIMITED |  | Change to Group benefit
GW008 | 06 - Specialist Orthopaedic | WEGO Trauma Systems | Mini Bone Screw Systems | Mini (2.01 – 2.7 mm); lengths 5 - 70mm. | EQUINOX MEDICAL PTY LTD |  | Change to Group benefit
GW039 | 06 - Specialist Orthopaedic | WEGO Trauma Systems | Mini Bone Screw Systems | Mini (2.01 – 2.7 mm) | EQUINOX MEDICAL PTY LTD |  | Change to Group benefit
KO005 | 06 - Specialist Orthopaedic | Cannulated Screws | Cannulated Screws | 2.01 mm – 2.70 mm diameter | FIELD ORTHOPAEDICS PTY LTD |  | Change to Group benefit
SY321 | 06 - Specialist Orthopaedic | AO/ASIF Screw | Cannulated screw | 2.4mm | JOHNSON & JOHNSON MEDICAL PTY LTD |  | Change to Group benefit
SY352 | 06 - Specialist Orthopaedic | A/ASIF Screw | Cortex, Cancellous, Compression Screws | 2.01mm-2.7mm | JOHNSON & JOHNSON MEDICAL PTY LTD |  | Change to Group benefit
SY651 | 06 - Specialist Orthopaedic | AO/ASIF Cortex Screws | Locking Head Screws | 2.4mm-2.7mm | JOHNSON & JOHNSON MEDICAL PTY LTD |  | Change to Group benefit
JD002 | 06 - Specialist Orthopaedic | CarboFix Piccolo Plate Systems – Non-Locking Screws: Mini | Titanium alloy screws (non-locking) for fixation of CarboFix plate shaft and head. | Non-Locking Proximal Screw 2.5mm x 14mm, 16mm, 18mm, 20mm, 22mm, 24mm, 26mm Non-Locking Screw 2.7mm x 12mm, 14mm, 16mm, 18mm, 20mm, 22mm, 24mm | JOI ORTHOPAEDICS PTY LTD |  | Change to Group benefit
JD007 | 06 - Specialist Orthopaedic | CarboFix Piccolo Plate Systems – Locking Screws: Mini | Titanium alloy screws (locking) for fixation of CarboFix plate shaft and head. | Locking Proximal Screw 2.5mm x 14mm, 16mm, 18mm, 20mm, 22mm, 24mm, 26mm Locking Screw 2.7mm x 10mm, 12mm, 14mm, 16mm, 18mm, 20mm, 22mm, 24mm | JOI ORTHOPAEDICS PTY LTD |  | Change to Group benefit
KT080 | 06 - Specialist Orthopaedic | KLS Martin Hand fracture system - multidirectional screw | Multidirectional screw | 2.3mm | KLS MARTIN AUSTRALIA PTY LIMITED |  | Change to Group benefit
KT082 | 06 - Specialist Orthopaedic | KLS Martin Hand fracture system - standard screw | Standard screw | 2.3mm | KLS MARTIN AUSTRALIA PTY LIMITED |  | Change to Group benefit
KT088 | 06 - Specialist Orthopaedic | KLS Martin - Radial Plating Sysem | smartDrive Locking Screw | 2.5 x 8-30mm | KLS MARTIN AUSTRALIA PTY LIMITED |  | Change to Group benefit
KT089 | 06 - Specialist Orthopaedic | KLS Martin - Radial Plating Sysem | smartDrive Locking Screws | 3.0 x 8-30mm | KLS MARTIN AUSTRALIA PTY LIMITED |  | Change to Group benefit
KT090 | 06 - Specialist Orthopaedic | KLS Martin - Radial Plating System | smartDrive Screw | 2.5 x 8-30mm | KLS MARTIN AUSTRALIA PTY LIMITED |  | Change to Group benefit
KT104 | 06 - Specialist Orthopaedic | L1® Rib Screws | Rib Osteosynthesis Screws | 2.3mm | KLS MARTIN AUSTRALIA PTY LIMITED |  | Change to Group benefit
LM061 | 06 - Specialist Orthopaedic | Xpode Screws | Xpode screws | 2.4mm | LMT SURGICAL PTY LTD |  | Change to Group benefit
LM111 | 06 - Specialist Orthopaedic | Ascension Radial Head Plate Screws | Ascension radial Head Plate Non-Locking Screws | 2.7mm x 10-26mm | LMT SURGICAL PTY LTD |  | Change to Group benefit
LM112 | 06 - Specialist Orthopaedic | Ascension Radial Head Plate Screws | Ascension Radial Head Plate Locking Screws | 2.7mm x 10mm - 40mm | LMT SURGICAL PTY LTD |  | Change to Group benefit
LM132 | 06 - Specialist Orthopaedic | TriMed Compression Screws | Compression Screws | 2.0mm – 2.5mm | LMT SURGICAL PTY LTD |  | Change to Group benefit
LM144 | 06 - Specialist Orthopaedic | TriMed Bone Screw | Non-Locking Cortical Bone Screws | 2.4mm (Length 08-28mm) 2.7mm (Length 08-32mm) | LMT SURGICAL PTY LTD |  | Change to Group benefit
LM185 | 06 - Specialist Orthopaedic | Trimed Locking Cortical Screws | Locking cortical screw | 2.01 to 2.7mm diameter | LMT SURGICAL PTY LTD |  | Change to Group benefit
LM312 | 06 - Specialist Orthopaedic | Skeletal Dynamics Peg High Compression Locking | High Compression Locking Peg | 2.7mm | LMT SURGICAL PTY LTD |  | Change to Group benefit
LM313 | 06 - Specialist Orthopaedic | Volar Bearing Plate Screws | Volar Bearing Plate Screws | 2.5mm x 10mm-30mm | LMT SURGICAL PTY LTD |  | Change to Group benefit
LM319 | 06 - Specialist Orthopaedic | Screws | Non Locking | 2.01 - 2.7mm diameter all lengths | LMT SURGICAL PTY LTD |  | Change to Group benefit
LM320 | 06 - Specialist Orthopaedic | Screws | Screws, Locking | 2.01 to 2.7mm diameter | LMT SURGICAL PTY LTD |  | Change to Group benefit
LM324 | 06 - Specialist Orthopaedic | Osteomed Screws | Bone Screws | 2- 2.7m x 6-38mm | LMT SURGICAL PTY LTD |  | Change to Group benefit
LM325 | 06 - Specialist Orthopaedic | Osteomed Screws | Bone Screw standard and threaded/lag. | 2.01-2.7mm x 4-50mm. | LMT SURGICAL PTY LTD |  | Change to Group benefit
LM474 | 06 - Specialist Orthopaedic | TriMed ASET Foot Plating System | Cortical Bone Screws (mini) | 2.01 to 2.7mm diameter | LMT SURGICAL PTY LTD |  | Change to Group benefit
LM476 | 06 - Specialist Orthopaedic | TriMed ASET Foot Plating System | VA Locking Screw (Mini) | 2.01 – 2.7 mm | LMT SURGICAL PTY LTD |  | Change to Group benefit
LM551 | 06 - Specialist Orthopaedic | Skeletal Dynamics Bone Screw Locking | Bone Screw Locking | 2.7mm diameter, 10 to 70mm length | LMT SURGICAL PTY LTD |  | Change to Group benefit
LM552 | 06 - Specialist Orthopaedic | Skeletal Dynamics Bone Screw Non-Locking | Non-Locking Cortical Bone Screws | 2.7mm diameter, 10 to 70mm length | LMT SURGICAL PTY LTD |  | Change to Group benefit
EO073 | 06 - Specialist Orthopaedic | APTUS Screws | Aptus Locking Screws | 2.5mm Diameter | MEDARTIS AUSTRALIA & NEW ZEALAND PTY LTD |  | Change to Group benefit
EO076 | 06 - Specialist Orthopaedic | APTUS Screws | Cortical Screws | 2.3mm - 2.5mm Diameter | MEDARTIS AUSTRALIA & NEW ZEALAND PTY LTD |  | Change to Group benefit
EO115 | 06 - Specialist Orthopaedic | APTUS headedCCS | Headed Cannulated screws | >2.01mm-2.7mm | MEDARTIS AUSTRALIA & NEW ZEALAND PTY LTD |  | Change to Group benefit
MO320 | 06 - Specialist Orthopaedic | Acumed Hexalobe Locking Screws | Acumed Hexalobe Locking Screws | 2.7mm diameter, 8-65mm length | Medical & Optical Instruments Australia Pty Ltd |  | Change to Group benefit
MO323 | 06 - Specialist Orthopaedic | Acumed Hexalobe Non Locking Screws | Acumed Hexalobe Non Locking Screws | 2.7mm diameter,8-65mm length | Medical & Optical Instruments Australia Pty Ltd |  | Change to Group benefit
MO369 | 06 - Specialist Orthopaedic | Acumed Tap-Loc | Tap screws, Tap-Loc Screws | 2.7mm 36mm-60mm length | Medical & Optical Instruments Australia Pty Ltd |  | Change to Group benefit
MO375 | 06 - Specialist Orthopaedic | Acu-Loc Distal Radius Plate System | Threaded, non-threaded,locking, non-locking screw peg, titanium | 2.3 mm | Medical & Optical Instruments Australia Pty Ltd |  | Change to Group benefit
MO376 | 06 - Specialist Orthopaedic | Acu-Loc Distal Radius Plate System | Locking screws | 2.01-2.7mm | Medical & Optical Instruments Australia Pty Ltd |  | Change to Group benefit
MO394 | 06 - Specialist Orthopaedic | RibLoc rib fracture plating system screws | RibLoc Screws | Mini 2.01-2.7mm | Medical & Optical Instruments Australia Pty Ltd |  | Change to Group benefit
MO421 | 06 - Specialist Orthopaedic | ACUMED Hexalobe 2.3mm Multiscrews | ACUMED Hexalobe 2.3 Multiscrew | 2.3mm in diameter, 5mm to 20mm in length | Medical & Optical Instruments Australia Pty Ltd |  | Change to Group benefit
MO423 | 06 - Specialist Orthopaedic | ACUMED Hexalobe 2.3mm Lag screw | ACUMED Hexalobe 2.3mm Lag screw | 2.3mm in diameter, 5mm to 20mm in length | Medical & Optical Instruments Australia Pty Ltd |  | Change to Group benefit
MO435 | 06 - Specialist Orthopaedic | RibLoc Dual Locking Screw | Locking Screws | 2.7mm diameter,6mm to 14mm length | Medical & Optical Instruments Australia Pty Ltd |  | Change to Group benefit
MO437 | 06 - Specialist Orthopaedic | Acu-Loc Distal Radius Plating System | Frag-Loc Cannulated Compression Screw with Compression Sleeve | Standard 16mm to 24mm,Long 20mm to 28mm | Medical & Optical Instruments Australia Pty Ltd |  | Change to Group benefit
OX028 | 06 - Specialist Orthopaedic | ARMAR 2.4 Locking Distal Radial Plate System - Self Tapping Locking Screws | TAN Self Tapping Locking Screws | 2.4-2.7mm Diameter 6-60mm Length | MERIL AUSTRALIA PTY LTD |  | Change to Group benefit
OX029 | 06 - Specialist Orthopaedic | ARMAR 2.4 Locking Distal Radial Plate System - Cortex and Compression Screws | TAN Cortex and Compression Screws | 2.4-2.7mm Diameter 6-60mm Length | MERIL AUSTRALIA PTY LTD |  | Change to Group benefit
TN036 | 06 - Specialist Orthopaedic | Newclip Bone Screws | Non-locking Bone Screw | 2.01-2.7mm diameter, lengths 8 - 34mm | NEWCLIP TECHNICS AUSTRALIA PTY LTD |  | Change to Group benefit
TN041 | 06 - Specialist Orthopaedic | Newclip Locking Bone Screws | Locking Bone Screw | 2.01 - 2.7mm diameter, lengths 8 - 34mm | NEWCLIP TECHNICS AUSTRALIA PTY LTD |  | Change to Group benefit
TN049 | 06 - Specialist Orthopaedic | Screws 2.01 - 2.7 CN | Mini screws 2.01-2.7 CN | 2.01mm – 2.7mm diameter, length 14-50 mm | NEWCLIP TECHNICS AUSTRALIA PTY LTD |  | Change to Group benefit
TN068 | 06 - Specialist Orthopaedic | Cannulated Locking Screws | Cannulated Locking Screws | 2.01 – 2.7 mm diameter | NEWCLIP TECHNICS AUSTRALIA PTY LTD |  | Change to Group benefit
SL028 | 06 - Specialist Orthopaedic | D-RAD SMART PACK | Cortical screws | 2.01 mm - 2.7 mm | SMITH & NEPHEW PTY LIMITED |  | Change to Group benefit
SL030 | 06 - Specialist Orthopaedic | D-RAD SMART PACK | VAL Locking screws 2.01mm - 2.7mm | 2.01mm - 2.7mm | SMITH & NEPHEW PTY LIMITED |  | Change to Group benefit
SL042 | 06 - Specialist Orthopaedic | VLP EVOS | VAL Locking Screws | Mini Screws (2.01 – 2.7 mm) | SMITH & NEPHEW PTY LIMITED |  | Change to Group benefit
SL045 | 06 - Specialist Orthopaedic | VLP EVOS | VAL Cortical Screws | Mini Screws (2.01 – 2.7 mm) | SMITH & NEPHEW PTY LIMITED |  | Change to Group benefit
SL221 | 06 - Specialist Orthopaedic | Surfix Locking Screws | Locking screws with an independent lock-screw head | 2.7mm, 10 - 24mm length | SMITH & NEPHEW PTY LIMITED |  | Change to Group benefit
SN082 | 06 - Specialist Orthopaedic | TC 100 | Cortical Screws | 2.01mm - 2.7mm | SMITH & NEPHEW PTY LIMITED |  | Change to Group benefit
SN833 | 06 - Specialist Orthopaedic | Peri-Loc & Peri-Loc VLP | Cortical Screws | 2.01-2.7mm | SMITH & NEPHEW PTY LIMITED |  | Change to Group benefit
SN968 | 06 - Specialist Orthopaedic | Peri-Loc | Locking screws | 2.01mm - 2.7mm | SMITH & NEPHEW PTY LIMITED |  | Change to Group benefit
SN969 | 06 - Specialist Orthopaedic | Peri-Loc VLP | VAL Locking Screws 2.01mm - 2.7mm | 2.01mm - 2.7mm | SMITH & NEPHEW PTY LIMITED |  | Change to Group benefit
SN970 | 06 - Specialist Orthopaedic | Cannulated Screw | Stainless Steel | 2.01mm - 2.7mm | SMITH & NEPHEW PTY LIMITED |  | Change to Group benefit
HW795 | 06 - Specialist Orthopaedic | Ortholoc Fracture System | Titanium, variable angle locking screws | 2.4, 2.7mm diameter, 8-100mm length | STRYKER AUSTRALIA PTY LTD |  | Change to Group benefit
HW815 | 06 - Specialist Orthopaedic | Charlotte Claw Locking Screws | 2.7mm stainless steel locking screws for use with Claw Plate | 2.7mm, 12-36mm | STRYKER AUSTRALIA PTY LTD |  | Change to Group benefit
HW818 | 06 - Specialist Orthopaedic | Headed Compression Screw System | Cannulated compression screws - titanium or stainless steel | 2.0-2.7mm x 10-50mm | STRYKER AUSTRALIA PTY LTD |  | Change to Group benefit
HW822 | 06 - Specialist Orthopaedic | Evolve EPS System Non-Locking | Stainless Steel Cortical Screws | 2.5 - 2.7mm Diameter, 10-50mm | STRYKER AUSTRALIA PTY LTD |  | Change to Group benefit
HW831 | 06 - Specialist Orthopaedic | EOS Footset-Pyxis | Footscrew | 11-28mm | STRYKER AUSTRALIA PTY LTD |  | Change to Group benefit
HW901 | 06 - Specialist Orthopaedic | Mini MaxLock Extreme System - 2.4/2.7mm Locking Screws | Bone screws, Titanium, fixed or variable angle locking | Ø2.4/2.7mm Fixed angle locking, Length 6-40mm Ø2.4mm Variable angle locking, Length 6-30mm | STRYKER AUSTRALIA PTY LTD |  | Change to Group benefit
HW903 | 06 - Specialist Orthopaedic | MaxLock Extreme System - 2.4/2.7mm Non locking screws | Bone screws, Titanium, Non locking | Ø 2.4/2.7mm, length 6-40mm | STRYKER AUSTRALIA PTY LTD |  | Change to Group benefit
HW908 | 06 - Specialist Orthopaedic | MaxTorque Cannulated Screw System - Mini Cannulated Screws | Bone screws, Titanium, Cannulated, Short or Long Thread | Ø2.5mm Short Thread, Length 18-30mm Ø2.5mm Long Thread, Length 10-30mm | STRYKER AUSTRALIA PTY LTD |  | Change to Group benefit
HW977 | 06 - Specialist Orthopaedic | Titanium Screw | Locking, non-locking or cannulated, for use only with Darco titanium plates, self-tapping | 8-40mm, 2.7mm | STRYKER AUSTRALIA PTY LTD |  | Change to Group benefit
JV008 | 06 - Specialist Orthopaedic | SternalPlate Closure System - Screws | Titanium Sternal Fixation System | 2.3mm 2.7mm | STRYKER AUSTRALIA PTY LTD |  | Change to Group benefit
SK103 | 06 - Specialist Orthopaedic | Stryker Plating System | Non-Locking Screws | 2.01-2.7mm | STRYKER AUSTRALIA PTY LTD |  | Change to Group benefit
SK527 | 06 - Specialist Orthopaedic | Stryker Locking Plate System | Locking Screws | 2.01-2.7mm | STRYKER AUSTRALIA PTY LTD |  | Change to Group benefit
SK618 | 06 - Specialist Orthopaedic | Percufix | Titanium | Diameter: 2-2.5mm, Length 22-40mm | STRYKER AUSTRALIA PTY LTD |  | Change to Group benefit
SK620 | 06 - Specialist Orthopaedic | AutoFIX | The SBi AutoFIX Twin Pitch Cannulated Compression Screw System implants are indicated in the treatment of fractures, nonunions, pseudarthrosis and degenerative changes, as well as corrective osteotomies geared towards a functionally stable osteosynthesis | 2.0mm and 2.5mm Cannulated Compression Screw | STRYKER AUSTRALIA PTY LTD |  | Change to Group benefit
SR095 | 06 - Specialist Orthopaedic | Stryker Cannulated Screw System | Asnis Micro Cannulated Screw | 2.01mm-2.7mm, Diameters, 8mm-40mm lengths | STRYKER AUSTRALIA PTY LTD |  | Change to Group benefit
SQ147 | 06 - Specialist Orthopaedic | Bone Screws | Cortical, Locking, Self-tapping, Standard, T10, | 2.7mm Diameter 5-60mm Length | Surgical Specialties Pty Limited |  | Change to Group benefit
SQ148 | 06 - Specialist Orthopaedic | Bone Screws | Cortical Screw, Self-tapping, Standard, T10 | 2.7mm Diameter 5-60mm Length | Surgical Specialties Pty Limited |  | Change to Group benefit
SQ175 | 06 - Specialist Orthopaedic | Cannulated Screws | Cannulated, Short, Medium, Full Thread | 2.5mm Diameter 8-30mm Length | Surgical Specialties Pty Limited |  | Change to Group benefit
SQ179 | 06 - Specialist Orthopaedic | PediFoot Deformity Correction System | 2.7mm Variable Angle Locking Screws | 6-60mm length | Surgical Specialties Pty Limited |  | Change to Group benefit
SQ180 | 06 - Specialist Orthopaedic | PediFoot Deformity Correction System | 2.7mm Cortical Screw | 6-60mm length | Surgical Specialties Pty Limited |  | Change to Group benefit
BI768 | 06 - Specialist Orthopaedic | Mandibular Fracture System | Screw, IMF 2./2.4 Mandibular Fracture, Titanium | 2.0 x(5 - 13)mm | ZIMMER BIOMET PTY LTD |  | Change to Group benefit
BI929 | 06 - Specialist Orthopaedic | RibFix/Sternalock | Screws Ti | 2.4-2.7mm x 7-20mm | ZIMMER BIOMET PTY LTD |  | Change to Group benefit
ZA006 | 06 - Specialist Orthopaedic | ALPS Plating System, DVR Plating System & F3 Plating System | Non-locking bone screw | 2.01-2.7mm | ZIMMER BIOMET PTY LTD |  | Change to Group benefit
ZA007 | 06 - Specialist Orthopaedic | ALPS Plating System, DVR Plating System & F3 Plating System | Locking titanium and multidirectional bone screws | 2.2-2.7mm | ZIMMER BIOMET PTY LTD |  | Change to Group benefit
ZI201 | 06 - Specialist Orthopaedic | Zimmer Cortical Screws | Cortical Screws | 6 - 50mm | ZIMMER BIOMET PTY LTD |  | Change to Group benefit
ZZ072 | 06 - Specialist Orthopaedic | Bone Screw | Cortical Bone Screw | ≤ 2.0mm | AA-Med Pty Ltd |  | Change to Group benefit
ZZ079 | 06 - Specialist Orthopaedic | Bone Screw | Locking Screw | ≤ 2.0mm | AA-Med Pty Ltd |  | Change to Group benefit
BP030 | 06 - Specialist Orthopaedic | Tyber Medical Trauma headed screw | Trauma headed screw for compression and fixation of bone Sterile or Non sterile, Titanium or stainless steel | 1.5mm-2.0mm | ACRA REGULATORY SERVICES PTY LTD |  | Change to Group benefit
BP032 | 06 - Specialist Orthopaedic | Tyber Medical Trauma Headless screw | Headless trauma screw for compression and fixation of bone Sterile or Non sterile, Titanium or stainless steel | 2.0mm | ACRA REGULATORY SERVICES PTY LTD |  | Change to Group benefit
HU278 | 06 - Specialist Orthopaedic | Low Profile Screws, Cortical | Cortical Screws | 1.0mm - 2.0mm | ARTHREX AUSTRALIA PTY LTD |  | Change to Group benefit
HU279 | 06 - Specialist Orthopaedic | Variable Angle Locking Screw | VAL Screw | 1.4mm - 2.0mm | ARTHREX AUSTRALIA PTY LTD |  | Change to Group benefit
DZ041 | 06 - Specialist Orthopaedic | Valens Hand - Screws | Cortical Screws | 1.5mm, 2.0mm | AUSTRALIAN ORTHOPAEDIC FIXATIONS PTY LTD |  | Change to Group benefit
DZ042 | 06 - Specialist Orthopaedic | Valens Hand - Screws | Locking Screws | 1.5mm, 2.0mm | AUSTRALIAN ORTHOPAEDIC FIXATIONS PTY LTD |  | Change to Group benefit
DZ053 | 06 - Specialist Orthopaedic | Valens Shoulder and Elbow - Screws | Self-Tapping Locking Screws | 2.0mm | AUSTRALIAN ORTHOPAEDIC FIXATIONS PTY LTD |  | Change to Group benefit
DZ066 | 06 - Specialist Orthopaedic | VRP Distal Radius Fixation System | VRP Distal Radius Fixation System, Locking Peg | 2.0mm width, 14-30mm length | AUSTRALIAN ORTHOPAEDIC FIXATIONS PTY LTD |  | Change to Group benefit
PB032 | 06 - Specialist Orthopaedic | Mini Locking System - Cortex Screw | Cortex Screws | ≤ 2.0mm | AUSTRALIAN PACIFIC MEDICAL PTY LTD |  | Change to Group benefit
PB034 | 06 - Specialist Orthopaedic | Mini Locking System - Locking Screw, Stardrive, Self Tapping | Locking Screws | 1.5mm & 2mm | AUSTRALIAN PACIFIC MEDICAL PTY LTD |  | Change to Group benefit
BU017 | 06 - Specialist Orthopaedic | MAGNEZIX CS 2.0 | Absorbable compression screw. | Diameter 2.0mm | CAB MEDICAL PTY LTD |  | Change to Group benefit
ER401 | 06 - Specialist Orthopaedic | Paragon 28 Monster Screw System-Screws, micro (≤ 2.0mm) | Paragon 28 Monster Screw System-Screws, micro, headed, blunt tip, solid, partially or fully threaded | dia 2.0 mm x length (8-100 mm) x length of thread (3-100 mm) | EMERGO ASIA-PACIFIC PTY. LIMITED |  | Change to Group benefit
ER404 | 06 - Specialist Orthopaedic | Paragon 28 Monster Screw System-Screws, micro (≤ 2.0mm), cannulated, dual thread, locking | Paragon 28 Monster micro screws, cannulated, dual thread, locking, headless, partially threaded | dia 2.0 mm x length (8-100 mm) x length of thread (3mm-32 mm) | EMERGO ASIA-PACIFIC PTY. LIMITED |  | Change to Group benefit
ER427 | 06 - Specialist Orthopaedic | Paragon 26 Gorilla Plating System-Screws, micro | Paragon 26 Gorilla Plating System-Screws, locking, baby | dia 2.0 mm x length (8-40 mm) | EMERGO ASIA-PACIFIC PTY. LIMITED |  | Change to Group benefit
GW010 | 06 - Specialist Orthopaedic | WEGO Trauma Systems | Micro Bone Screw Systems | Micro (≤ 2.0mm) | EQUINOX MEDICAL PTY LTD |  | Change to Group benefit
GW011 | 06 - Specialist Orthopaedic | WEGO Trauma Systems | Micro Bone Screw Systems | Micro (≤ 2.0mm) | EQUINOX MEDICAL PTY LTD |  | Change to Group benefit
KO012 | 06 - Specialist Orthopaedic | Locking Screws | Locking Screws | ≤ 2.0mm | FIELD ORTHOPAEDICS PTY LTD |  | Change to Group benefit
SY065 | 06 - Specialist Orthopaedic | AO/ASIF Screws | Cortex Screw | ≤2.0mm | JOHNSON & JOHNSON MEDICAL PTY LTD |  | Change to Group benefit
SY650 | 06 - Specialist Orthopaedic | AO/ASIF Cortex Screws | Locking head screws | 1.3-2.0mm | JOHNSON & JOHNSON MEDICAL PTY LTD |  | Change to Group benefit
KT079 | 06 - Specialist Orthopaedic | KLS Martin Hand fracture system - multidirectional locking screw | Multidirectional locking screw | 1.2 – 2.0mm | KLS MARTIN AUSTRALIA PTY LIMITED |  | Change to Group benefit
KT081 | 06 - Specialist Orthopaedic | KLS Martin Hand fracture system, standard screw | Bone screw | 1.2 – 2.0mm | KLS MARTIN AUSTRALIA PTY LIMITED |  | Change to Group benefit
LM131 | 06 - Specialist Orthopaedic | TriMed Compression Screws | Compression screws | 1.7mm | LMT SURGICAL PTY LTD |  | Change to Group benefit
LM256 | 06 - Specialist Orthopaedic | Osteomed Screws | Bone Screws - threaded/lag | 1.2/1.6/2.0mm x 4-36mm | LMT SURGICAL PTY LTD |  | Change to Group benefit
LM257 | 06 - Specialist Orthopaedic | OsteoMed HPS | Bone screws - angled locking | 1.6/2mm x 6-36mm | LMT SURGICAL PTY LTD |  | Change to Group benefit
EO072 | 06 - Specialist Orthopaedic | APTUS Screws | Aptus Locking Screws | 1.5mm - 2.0mm Diameter | MEDARTIS AUSTRALIA & NEW ZEALAND PTY LTD |  | Change to Group benefit
EO075 | 06 - Specialist Orthopaedic | APTUS Screws | Cortical Screws | 1.5mm - 2.0mm Diameter | MEDARTIS AUSTRALIA & NEW ZEALAND PTY LTD |  | Change to Group benefit
EO090 | 06 - Specialist Orthopaedic | APTUS SpeedTip C-Snap System | APTUS SpeedTip C-Snap Screws | 2.0mm diameter | MEDARTIS AUSTRALIA & NEW ZEALAND PTY LTD |  | Change to Group benefit
EO091 | 06 - Specialist Orthopaedic | APTUS SpeedTip C System | APTUS SpeedTip C Screws | 2.0mm diameter | MEDARTIS AUSTRALIA & NEW ZEALAND PTY LTD |  | Change to Group benefit
MO367 | 06 - Specialist Orthopaedic | Acumed Fixation Screw | Acutrak Compression Screw Titanium | ≤2mm | Medical & Optical Instruments Australia Pty Ltd |  | Change to Group benefit
MO420 | 06 - Specialist Orthopaedic | ACUMED Hexalobe 1.5mm Multiscrews | ACUMED Hexalobe 1.5mm locking Multiscrew | 1.5mm in diameter, 5mm to 20mm in length | Medical & Optical Instruments Australia Pty Ltd |  | Change to Group benefit
MO422 | 06 - Specialist Orthopaedic | ACUMED Hexalobe 1.5mm Lag Screws | ACUMED Hexalobe 1.5mm Lag Screw | 1.5mm in diameter, 5mm to 20mm in length | Medical & Optical Instruments Australia Pty Ltd |  | Change to Group benefit
TN015 | 06 - Specialist Orthopaedic | Foot & Hand Motion S | 1.7 cannulated self-drilling, self-tapping and compressive screws | 2.0mm diameter, length 8mm - 15mm | NEWCLIP TECHNICS AUSTRALIA PTY LTD |  | Change to ARTG
TN064 | 06 - Specialist Orthopaedic | Newclip Locking Screws | VAL Locking screws | ≤2.0 mm diameter, length 08-30 mm | NEWCLIP TECHNICS AUSTRALIA PTY LTD |  | Change to Group benefit
TN065 | 06 - Specialist Orthopaedic | Newclip Cortical Screws | Cortical screws | ≤2.0 mm diameter, length 08-30 mm | NEWCLIP TECHNICS AUSTRALIA PTY LTD |  | Change to Group benefit
OH544 | 06 - Specialist Orthopaedic | Dynafit System | Compressive Screw | 2.0mm x 10-14mm | Orthotech Pty Ltd |  | Change to Group benefit
OH545 | 06 - Specialist Orthopaedic | Dynafit System | Snap Off, Compressive Screws | 2.0mm x 10-14mm | Orthotech Pty Ltd |  | Change to Group benefit
SL006 | 06 - Specialist Orthopaedic | TC-100 | Cortical Screws | ≤2.0mm | SMITH & NEPHEW PTY LIMITED |  | Change to Group benefit
SL036 | 06 - Specialist Orthopaedic | VLP | Cortical Screws | Micro Screws ≤ 2.0mm | SMITH & NEPHEW PTY LIMITED |  | Change to Group benefit
SL037 | 06 - Specialist Orthopaedic | VLP | VAL Locking screws | Micro Screws ≤ 2.0mm | SMITH & NEPHEW PTY LIMITED |  | Change to Group benefit
SL043 | 06 - Specialist Orthopaedic | VLP EVOS | Cortical Screws | Micro (Screw size ≤ 2.0mm) | SMITH & NEPHEW PTY LIMITED |  | Change to Group benefit
SL044 | 06 - Specialist Orthopaedic | VLP EVOS | VAL Locking Screws | Micro Screws (≤ 2.0mm) | SMITH & NEPHEW PTY LIMITED |  | Change to Group benefit
HW457 | 06 - Specialist Orthopaedic | Fixos Screws | Bone Fixation Screws | 2mm diam. X11mm lenth to 2mm x 16mm | STRYKER AUSTRALIA PTY LTD |  | Change to Group benefit
HW661 | 06 - Specialist Orthopaedic | Stryker Plating System | Non-Locking Screws | 1.2-1.9mm | STRYKER AUSTRALIA PTY LTD |  | Change to Group benefit
HW720 | 06 - Specialist Orthopaedic | Ortholoc Fracture System | Titanium, variable angle locking screws | 2.0mm diameter, 8 - 100mm length | STRYKER AUSTRALIA PTY LTD |  | Change to Group benefit
HW823 | 06 - Specialist Orthopaedic | Evolve EPS System Non-Locking | Stainless Steel Cortical Screws | 1.5 - 2.0mm Diameter, 10-40mm | STRYKER AUSTRALIA PTY LTD |  | Change to Group benefit
HW919 | 06 - Specialist Orthopaedic | NexFix Compression Pin | The NexFix Compression Pin is a tapered stainless steel compression pin for use in maintaining alignment and providing interfragmentary compression of small bones in osteotomies, fusions and fractures until a stable bony union occurs. It is self drilling | 2.0mm x 10mm, 2.0mm x 12mm, 2.0mm x 14mm, 2.0mm x 16mm, 2.7mm x 20mm, 2.7mm x 24mm, 3.5mm x 25mm, 3.5mm x 30mm | STRYKER AUSTRALIA PTY LTD |  | Change to Group benefit
JV020 | 06 - Specialist Orthopaedic | VariAx Plating System - Screws | Titanium Locking Screws | 2.0mm | STRYKER AUSTRALIA PTY LTD |  | Change to Group benefit
SK526 | 06 - Specialist Orthopaedic | Stryker Locking Plate System | Locking Screws | 1.7-2.0mm diameter | STRYKER AUSTRALIA PTY LTD |  | Change to Group benefit
BH299 | 06 - Specialist Orthopaedic | ALPS Plating System | Bone Screws | 1.0 - 2.0mm | ZIMMER BIOMET PTY LTD |  | Change to Group benefit
BH300 | 06 - Specialist Orthopaedic | ALPS Hand Fracture System | Locking Bone Screws | 1.0 - 2.0mm | ZIMMER BIOMET PTY LTD |  | Change to Group benefit
ZI742 | 06 - Specialist Orthopaedic | Zimmer ECT Screws | 1.5mm Cortical Screws | 6 - 18mm | ZIMMER BIOMET PTY LTD |  | Change to Group benefit
MN279 | 06 - Specialist Orthopaedic | Femoral Neck System, Antirotation Screw | Orthopaedic bone screw, sterile | 75 to 130 mm length | JOHNSON & JOHNSON MEDICAL PTY LTD |  | Change to Group benefit
SY054 | 06 - Specialist Orthopaedic | AO/ASIF Screws | DHS/DCS lag screw | 50-145mm L | JOHNSON & JOHNSON MEDICAL PTY LTD |  | Change to Group benefit
SN489 | 06 - Specialist Orthopaedic | Intermediate Osteotomy System | Lag | 35 mm - 85mm, 1 1/2" - 3-3/4" | SMITH & NEPHEW PTY LIMITED |  | Change to Group benefit
SN492 | 06 - Specialist Orthopaedic | Paediatric Osteotomy System | Lag Screw | 22mm- 40mm | SMITH & NEPHEW PTY LIMITED |  | Change to Group benefit
HW333 | 06 - Specialist Orthopaedic | Omega Plus Compression Hip Screw System | Lag Screw - Standard - Stainless Steel | 50-130mm length | STRYKER AUSTRALIA PTY LTD |  | Change to Group benefit
HW334 | 06 - Specialist Orthopaedic | Omega Plus Compression Hip Screw System | Lag Screw - Super - Stainless Steel | 50-130mm length | STRYKER AUSTRALIA PTY LTD |  | Change to Group benefit
SK228 | 06 - Specialist Orthopaedic | Omega Plus Compression Hip Screw System | Cephalic Implants | Hansson Twin Hook 50-140mm | STRYKER AUSTRALIA PTY LTD |  | Change to Group benefit
ZI158 | 06 - Specialist Orthopaedic | Zimmer Internal Fixation Systems: Compression Hip Screw | Versa-FX Femoral Fixation Screw - Stainless Steel | 55 mm - 155 mm long | ZIMMER BIOMET PTY LTD |  | Change to Group benefit
BP029 | 06 - Specialist Orthopaedic | Tyber Medical Trauma screw washer | Screw washer intended to be used with bone screws to improve fixation. Sterile or Non sterile, Titanium or stainless steel | 2.0mm -7.5mm | ACRA REGULATORY SERVICES PTY LTD |  | Change to Group benefit
HU161 | 06 - Specialist Orthopaedic | Washer | Screw Washer | 6mm - 18mm | ARTHREX AUSTRALIA PTY LTD |  | Change to Group benefit
DZ023 | 06 - Specialist Orthopaedic | Austofix Femoral & Tibial Nailing System | Washer for screws; s-s | Dia 11mm & 13mm | AUSTRALIAN ORTHOPAEDIC FIXATIONS PTY LTD |  | Change to Group benefit
DZ038 | 06 - Specialist Orthopaedic | Valens - Cannulated Screw Washer | Washer | 8mm, 10mm, 12mm | AUSTRALIAN ORTHOPAEDIC FIXATIONS PTY LTD |  | Change to Group benefit
PB041 | 06 - Specialist Orthopaedic | Washers | Washers | Thickness 1- 5.5mm Width 7 - 13mm | AUSTRALIAN PACIFIC MEDICAL PTY LTD |  | Change to Group benefit
ER405 | 06 - Specialist Orthopaedic | Paragon 28 Monster Screw System-washer | Paragon 28 Monster Screw System-washer, deep well, flat/dome | dia 2-7 mm | EMERGO ASIA-PACIFIC PTY. LIMITED |  | Change to Group benefit
ER561 | 06 - Specialist Orthopaedic | Osteomed ExtremiLock Screw, Mini (2.01 – 2.7 mm), screw washer | Screw washer | 2.4/2.7 mm | EMERGO ASIA-PACIFIC PTY. LIMITED |  | Change to Group benefit
GW009 | 06 - Specialist Orthopaedic | WEGO Trauma Systems | Washers | 10-13mm | EQUINOX MEDICAL PTY LTD |  | Change to Group benefit
IT002 | 06 - Specialist Orthopaedic | Hawk 6.5mm Cannulated Screw System - Washer | Titanium Washer | Internal diameter 6.6mm and external diameter 14mm | INTEGRANT PTY LTD |  | Change to Group benefit
IT003 | 06 - Specialist Orthopaedic | Hawk 4.0mm Cannulated Screw System - Washer | Titanium washer | internal diameter of 4.13mm and external diameter of 10mm | INTEGRANT PTY LTD |  | Change to Group benefit
MN362 | 06 - Specialist Orthopaedic | Bristow-Latarjet Instability Shoulder Set - Top Hat Screw Washer | Cannulated titanium top hat screw washer | One size | JOHNSON & JOHNSON MEDICAL PTY LTD |  | Change to Group benefit
SY092 | 06 - Specialist Orthopaedic | AO/ASIF Washers | Washers | 1.0mm - 18mm | JOHNSON & JOHNSON MEDICAL PTY LTD |  | Change to Group benefit
KT083 | 06 - Specialist Orthopaedic | KLS Martin Hand fracture system - washer | Washer | 4.5 – 5mm | KLS MARTIN AUSTRALIA PTY LIMITED |  | Change to Group benefit
LM081 | 06 - Specialist Orthopaedic | Surgicraft Washers | Fixation Washers | All Sizes | LMT SURGICAL PTY LTD |  | Change to Group benefit
LM255 | 06 - Specialist Orthopaedic | OsteoMed FPS | Screw Washers | 2/2.7/3.5/4.0mm | LMT SURGICAL PTY LTD |  | Change to Group benefit
LM316 | 06 - Specialist Orthopaedic | Skeletal Dynamics Washer | Washer | One size | LMT SURGICAL PTY LTD |  | Change to Group benefit
LM346 | 06 - Specialist Orthopaedic | Screw Washer | Screw Washer | All sizes | LMT SURGICAL PTY LTD |  | Change to Group benefit
EO112 | 06 - Specialist Orthopaedic | APTUS Washer | Washers | 5.0mm - 13.0mm | MEDARTIS AUSTRALIA & NEW ZEALAND PTY LTD |  | Change to Group benefit
MO158 | 06 - Specialist Orthopaedic | Polarus Humeral Fixation System | Polarus Washer | 3.8mm | Medical & Optical Instruments Australia Pty Ltd |  | Change to Group benefit
TN003 | 06 - Specialist Orthopaedic | Washers | Washers | 4-8 mm | NEWCLIP TECHNICS AUSTRALIA PTY LTD |  | Change to Group benefit
OH489 | 06 - Specialist Orthopaedic | DynafitSystem | washer | 8-10mm | Orthotech Pty Ltd |  | Change to Group benefit
SF095 | 06 - Specialist Orthopaedic | Versa Screw Washer | Versa Screw Washer | One Size | SIGNATURE ORTHOPAEDICS PTY LTD |  | Change to Group benefit
SL007 | 06 - Specialist Orthopaedic | Universal Washers | Screw Washers | All sizes | SMITH & NEPHEW PTY LIMITED |  | Change to Group benefit
HW298 | 06 - Specialist Orthopaedic | Asnis Guided Screw System | Washer, Stainless Steel | One size only | STRYKER AUSTRALIA PTY LTD |  | Change to Group benefit
HW299 | 06 - Specialist Orthopaedic | Asnis Guided Screw System | Washer - Titanium | 4, 5, 6.5,8mm | STRYKER AUSTRALIA PTY LTD |  | Change to Group benefit
HW712 | 06 - Specialist Orthopaedic | Ring washer | Screw Washers | 2.7/3.7/4.0/4.5 | STRYKER AUSTRALIA PTY LTD |  | Change to Group benefit
HW911 | 06 - Specialist Orthopaedic | MaxTorque Cannulated Screw System- Washers | Screw washer, Titanium, Contoured or Flat | Ø4.0 to 7.0mm | STRYKER AUSTRALIA PTY LTD |  | Change to Group benefit
HW918 | 06 - Specialist Orthopaedic | NexFix Washer | The NexFix Washer is a threaded circular piece of stainless steel through which is inserted a NexFix Compression Screw. The Compression Screw is locked to the washer to form a headed screw that will increase bone coverage and prevent the screw from sinking | 9mm, 11mm, 13mm | STRYKER AUSTRALIA PTY LTD |  | Change to Group benefit
SK201 | 06 - Specialist Orthopaedic | Stryker Trauma Locking Nail System | Proximal Humeral Nail | Proximal Humerous Washer round/square | STRYKER AUSTRALIA PTY LTD |  | Change to Group benefit
SK565 | 06 - Specialist Orthopaedic | Stryker Plating System | Washers | 7-13mm | STRYKER AUSTRALIA PTY LTD |  | Change to Group benefit
SQ129 | 06 - Specialist Orthopaedic | Screw Washer | Stainless Steel | Screw sizes 4.0mm - 7.0mm | Surgical Specialties Pty Limited |  | Change to Group benefit
BH189 | 06 - Specialist Orthopaedic | Small / Large Fragment Set S/S | Washer Spiked, Standard, Cancellous, Cortical & Fastening Wire | One size only | ZIMMER BIOMET PTY LTD |  | Change to Group benefit
BH332 | 06 - Specialist Orthopaedic | Small / Large Fragment Set | Washer Titanium - Flat/Cup/Countersink | One size only | ZIMMER BIOMET PTY LTD |  | Change to Group benefit
ZA008 | 06 - Specialist Orthopaedic | ALPS Plating System & Biodrive Screws | Flat and cupped Titanium washers | 3.0-6.5mm | ZIMMER BIOMET PTY LTD |  | Change to Group benefit
ZI210 | 06 - Specialist Orthopaedic | Zimmer Washers | Washer | Small & Large | ZIMMER BIOMET PTY LTD |  | Change to Group benefit
HW274 | 06 - Specialist Orthopaedic | Stryker Plating System | Locking Insert/Plug Assembly | 4.0mm to 5 mm | STRYKER AUSTRALIA PTY LTD |  | Change to Group benefit
VK048 | 06 - Specialist Orthopaedic | AHN Locking End Caps | AHN end cap. | 0mm, 5mm, 10mm. | Akva Surgical Pty Ltd |  | Change to Group benefit
MA554 | 06 - Specialist Orthopaedic | Affinis Inverse cap | Titanium screw locking cap | one size | Mathys Orthopaedics Pty Limited |  | Change to Group benefit
SL241 | 06 - Specialist Orthopaedic | EVOS | Screw Accessories, Hole Filler | 3.5mm and 4.5mm | SMITH & NEPHEW PTY LIMITED |  | Change to Group benefit
SN945 | 06 - Specialist Orthopaedic | Peri-Loc | Screw Accessories, Hole Filler | 4.5mm | SMITH & NEPHEW PTY LIMITED |  | Change to Group benefit
HW335 | 06 - Specialist Orthopaedic | Omega Plus Compression Hip Screw System | Compression Screw - Stainless Steel | 25mm length | STRYKER AUSTRALIA PTY LTD |  | Change to Group benefit
ZI597 | 06 - Specialist Orthopaedic | NCB Plating System | NCB Spacers & Screw Caps | 1, 2 and 3 | ZIMMER BIOMET PTY LTD |  | Change to Group benefit
AE052 | 06 - Specialist Orthopaedic | ASDM K-wire | Stainless steel - sterile | Dia 0.7 - 2.5mm, length 100 - 230mm | ALLEGRA ORTHOPAEDICS LIMITED |  | Change to Group benefit
AE070 | 06 - Specialist Orthopaedic | ASDM Steinmann Pin | Steinmann Pin | 2.8-5.0mm diameter | ALLEGRA ORTHOPAEDICS LIMITED |  | Change to Group benefit
PB069 | 06 - Specialist Orthopaedic | BFix Bone Pins | Bone Pins | 0.6mm - 5.0mm | AUSTRALIAN PACIFIC MEDICAL PTY LTD |  | Change to Group benefit
FB001 | 06 - Specialist Orthopaedic | K-Wire | K-Wire, stainless steel, sterile | 0.6mm – 2.8mm x 75mm – 230mm | De Soutter Medical Australia Pty Ltd |  | Change to Group benefit
FB002 | 06 - Specialist Orthopaedic | K-Wire | K-Wire, threaded, stainless steel, sterile | 1.2mm – 2.8mm x 100mm – 230mm | De Soutter Medical Australia Pty Ltd |  | Change to Group benefit
ER477 | 06 - Specialist Orthopaedic | Paragon 28 K wires | Paragon 28, K wire (for Phantom, Gorilla and Monster systems), smooth, grooved or threaded, trocar/double trocar | dia 0.9-3.0 mm, length (100-250 mm) | EMERGO ASIA-PACIFIC PTY. LIMITED |  | Change to Group benefit
ER545 | 06 - Specialist Orthopaedic | Osteomed ExtremiLock K-Wire | K-Wire | 0.9-1.6 mm | EMERGO ASIA-PACIFIC PTY. LIMITED |  | Change to Group benefit
HG001 | 06 - Specialist Orthopaedic | HSP K - Wire | Stainless Steel Wire with Trocar point, single, double. | Diameter - 0.7mm - 2.0mm Length - 80mm - 250mm | HEALTHSCOPE OPERATIONS PTY LTD |  | Change to Group benefit
IT004 | 06 - Specialist Orthopaedic | Hawk 6.5mm Cannulated Screw System - Guide Pin | Threaded, Stainless steel | 2.5mm in diameter and 200 in length | INTEGRANT PTY LTD |  | Change to Group benefit
IT005 | 06 - Specialist Orthopaedic | Hawk 4.0mm Cannulated Screw system - Guide Pin | Threaded, Stainless steel | 1.5mm in diameter and length of 200mm | INTEGRANT PTY LTD |  | Change to Group benefit
IT006 | 06 - Specialist Orthopaedic | Hawk 3.0mm Cannulated Screw System - guide pin | Threaded, stainless steel | 1.0mm in diameter with a length of 200mm | INTEGRANT PTY LTD |  | Change to Group benefit
SY787 | 06 - Specialist Orthopaedic | AO/ASIF K-Wires | K-Wires | 0.6 - 3.2mm, Length 70-500mm | JOHNSON & JOHNSON MEDICAL PTY LTD |  | Change to Group benefit
LM014 | 06 - Specialist Orthopaedic | Trimed Marked K-Wire | Stainless Steel | Diameter 0.9 - 1.1mm | LMT SURGICAL PTY LTD |  | Change to Group benefit
LM383 | 06 - Specialist Orthopaedic | K-Wire | K-Wire | Multiple sizes to suit patient and surgeon requirements | LMT SURGICAL PTY LTD |  | Change to Group benefit
EO089 | 06 - Specialist Orthopaedic | Aptus K-wires | K-wires | 0.8mm - 2.2mm Diameter, various lengths | MEDARTIS AUSTRALIA & NEW ZEALAND PTY LTD |  | Change to Group benefit
MO177 | 06 - Specialist Orthopaedic | Acumed Wires and Pins | Wire Kirschner Stainless Steel | 0.70mm to 2.4mm diameter, 4 to 9.25in (10 to 24cm) length | Medical & Optical Instruments Australia Pty Ltd |  | Change to Group benefit
MO209 | 06 - Specialist Orthopaedic | Acumed Congruent Plate System | Threaded K-Wire - Titanium | WT-1606STT: Length 15cm x Diameter 0.62"; WT-0906STT: Length 15cm x Diameter 0.35"; WS-2408STT length 20.32cm x Diameter 0.24cm | Medical & Optical Instruments Australia Pty Ltd |  | Change to Group benefit
TN055 | 06 - Specialist Orthopaedic | Pins | Stainless steel pins | 1.1 to 1.4 mm | NEWCLIP TECHNICS AUSTRALIA PTY LTD |  | Change to Group benefit
RV010 | 06 - Specialist Orthopaedic | PS K-Wires | K-Wires | Dia 1-3.0 mm, Length 150 mm | PERSONALISED SURGERY PTY LTD |  | Change to Group benefit
RV012 | 06 - Specialist Orthopaedic | PS Threaded K-Wire | Threaded K-Wire | 2-3.0mm, Length 200 mm | PERSONALISED SURGERY PTY LTD |  | Change to Group benefit
RV018 | 06 - Specialist Orthopaedic | PS Threaded K-Wire | Threaded K-Wire | 2-3.0mm, Length 200 mm | PERSONALISED SURGERY PTY LTD |  | Change to Group benefit
RV019 | 06 - Specialist Orthopaedic | PS K-Wire | K-Wires | Dia 1-3.0 mm, Length 150 mm | PERSONALISED SURGERY PTY LTD |  | Change to Group benefit
SL195 | 06 - Specialist Orthopaedic | K-Wire (Kirschner) | Stainless steel | 70mm, 100mm, 200mm length | SMITH & NEPHEW PTY LIMITED |  | Change to Group benefit
SN451 | 06 - Specialist Orthopaedic | Wire | Kirschner | Various 1.3 - 304.8mm | SMITH & NEPHEW PTY LIMITED |  | Change to Group benefit
HW368 | 06 - Specialist Orthopaedic | Osteo Kirschner Wire | K wire - Stainless Steel | Diameter 1.0 - 2.0mm | STRYKER AUSTRALIA PTY LTD |  | Change to Group benefit
HW975 | 06 - Specialist Orthopaedic | K Wire | Titanium or stainless steel, single or double trocar | 0.9 - 2.0mm | STRYKER AUSTRALIA PTY LTD |  | Change to Group benefit
SK213 | 06 - Specialist Orthopaedic | Hoffmann II Micro | K-wire, Steinmann Pins | Diameter: 1.2-2.0mm | STRYKER AUSTRALIA PTY LTD |  | Change to Group benefit
SK230 | 06 - Specialist Orthopaedic | Hansson Pin | Cephalic Implants | Hansson Pin 70-140mm | STRYKER AUSTRALIA PTY LTD |  | Change to Group benefit
SK622 | 06 - Specialist Orthopaedic | SBi K-Wire | K-Wire | 1.6mm | STRYKER AUSTRALIA PTY LTD |  | Change to Group benefit
ST007 | 06 - Specialist Orthopaedic | Stryker Plating System - K Wires | Stainless Steel or Titanium | 150mm length in 1.25, 1.6, 2.0mm diameter | STRYKER AUSTRALIA PTY LTD |  | Change to Group benefit
ST038 | 06 - Specialist Orthopaedic | Stryker Plating System - Reduction Pin | 4.5mm Diameter, Stainless Steel | One size only | STRYKER AUSTRALIA PTY LTD |  | Change to Group benefit
ST890 | 06 - Specialist Orthopaedic | Steinmann Pins | Stainless Steel | 7,9" | STRYKER AUSTRALIA PTY LTD |  | Change to Group benefit
SQ076 | 06 - Specialist Orthopaedic | K wires | K wire threaded | 1.25mm - 4.5mm | Surgical Specialties Pty Limited |  | Change to Group benefit
SQ190 | 06 - Specialist Orthopaedic | Wires | Wire, Bayonet, HA Coated, Pear Wire, Cone Shape, Drill Tip | Diameter 1.2-2.0mm, Length 200-400mm | Surgical Specialties Pty Limited |  | Change to Group benefit
TS001 | 06 - Specialist Orthopaedic | Trewavis Surgical Kirschner Wires | Composition: Stainless Steel, Model Nos: 200-000-A to 200-930-T, 200-1110-A to 200-1210-Z, 200-370-X to 200-370-Y and TSS200 to TSS241 | Dia 0.7-2.8mm, Length 100-370mm | TREWAVIS SURGICAL INSTRUMENTS PTY LTD |  | Change to Group benefit
TS002 | 06 - Specialist Orthopaedic | Trewavis Surgical Steinmann Pins | Composition: Stainless Steel, Model Nos: 200-950-L to 200-970-Q | Dia 3.0 - 5.0mm | TREWAVIS SURGICAL INSTRUMENTS PTY LTD |  | Change to Group benefit
BI271 | 06 - Specialist Orthopaedic | EBI XFIX Dynafix System | Wire Straight or Olive with Washer, Chrome Cobalt | 0.9-3.2mm, <400mm | ZIMMER BIOMET PTY LTD |  | Change to Group benefit
ZI293 | 06 - Specialist Orthopaedic | Zimmer Wires | Stainless Steel | Length 23cm, Thickness 2mm, 0-4mm, 8mm | ZIMMER BIOMET PTY LTD |  | Change to Group benefit
ZI323 | 06 - Specialist Orthopaedic | Zimmer Wires | Stainless Steel Rushpins | Diameter 2.4 - 6.4mm; Length 2.5 - 52.7cm | ZIMMER BIOMET PTY LTD |  | Change to Group benefit
ZI895 | 06 - Specialist Orthopaedic | Zimmer Pins | Stainless steel, Threaded | Length 230mm, Diameter 2.0mm - 4.8mm | ZIMMER BIOMET PTY LTD |  | Change to Group benefit
MI147 | 06 - Specialist Orthopaedic | Atlas Cable System | Double w/2 crimps | One size only | MEDTRONIC AUSTRALASIA PTY LTD |  | Change to Group benefit
SK401 | 06 - Specialist Orthopaedic | Trochanteric Grip | Dall-Miles Trochanteric Grip with 2 Chrome Cobalt Cables | Small, Medium and Large | STRYKER AUSTRALIA PTY LTD |  | Change to Group benefit
ZA097 | 06 - Specialist Orthopaedic | Pioneer Cable System | Pioneer Titanium Sternal Orthopaedic Cable and Crimp - Single | One diameter size (1.10mm) Reverse cutting needle | ZIMMER BIOMET PTY LTD |  | Change to Benefit
ZA098 | 06 - Specialist Orthopaedic | Pioneer Cable System | Pioneer Stainless Steel Sternal Orthopaedic cable and crimp - Single | One diameter size (1.10mm) There are 4 needle types on the cables. Cutting Edge, Blunt Tip, Tapered Tip, Reverse Cutting. | ZIMMER BIOMET PTY LTD |  | Change to Benefit
ZA099 | 06 - Specialist Orthopaedic | Pioneer Cable System | Pioneer Stainless Steel Sternal Orthopeadic Cable and Crimp - 4 Pack | One diameter size (1.10mm) There are four needle types on the cables. Cutting edge, Blunt Tip, Tapered Tip, reverse Cutting. | ZIMMER BIOMET PTY LTD |  | Change to Benefit
SY257 | 06 - Specialist Orthopaedic | A/O/ASIF K-wires | Cerclage Wire - coils with and without eye | 0.4-1.5mm | JOHNSON & JOHNSON MEDICAL PTY LTD |  | Change to Group benefit
LM001 | 06 - Specialist Orthopaedic | TriMed Wrist Fixation System | Washer | One size | LMT SURGICAL PTY LTD |  | Change to Group benefit
LM323 | 06 - Specialist Orthopaedic | GEMINUS Hook Plate | GEMINUS Hook Plate | One size | LMT SURGICAL PTY LTD |  | Change to Group benefit
MN326 | 06 - Specialist Orthopaedic | MatrixRIB Fixation System | Pre-Contoured Plates; Straight Plates; Universal Plates | 7 - 30 holes | JOHNSON & JOHNSON MEDICAL PTY LTD |  | Change to Group benefit
KT103 | 06 - Specialist Orthopaedic | L1® Rib Plates | Rib Osteosynthesis Plates | 10-32 hole | KLS MARTIN AUSTRALIA PTY LIMITED |  | Change to Group benefit
MO438 | 06 - Specialist Orthopaedic | RibLoc U+ Chest Wall Plate | RibLoc U+ Chest Wall Plate | 4 Hole | Medical & Optical Instruments Australia Pty Ltd |  | Change to Group benefit
MO439 | 06 - Specialist Orthopaedic | RibLOc U+ Chest Wall Plate | RibLoc U+ Chest Wall Plate | 16 Hole, 22 Hole | Medical & Optical Instruments Australia Pty Ltd |  | Change to Group benefit
MO440 | 06 - Specialist Orthopaedic | RibLoc U+ Chest Wall Plate | RibLoc U+ Chest Wall Plate | 8 Hole,12 Hole | Medical & Optical Instruments Australia Pty Ltd |  | Change to Group benefit
MZ019 | 06 - Specialist Orthopaedic | Strasbourg Costal Osteosynthesis System (StraCos/StraTos) | Titanium 3D Rib Clip, 6, 9 & 13 Segments, Standard width and XL | 6 segments (46 mm) 9 segments (70 mm) 13 segments XL (25.5 mm width) | Medigroup Australia |  | Change to Group benefit
MZ020 | 06 - Specialist Orthopaedic | Strasbourg Costal Osteosynthesis System (StraCos/StraTos) - Titanium 3D Rib Clips, Bar Mounting | Titanium 3D Rib Clip, Bar Mounting, Straight and Angled 22.5 & 45 degrees, Standard & XL | Two widths: Standard (19mm) & XL (27.5mm) Three Angles: 0 (Straight), 22.5 & 45 degrees | Medigroup Australia |  | Change to Group benefit
PF031 | 06 - Specialist Orthopaedic | Embrace Rib Fixation Plate | Rib plate for fixation of thoracic cage fractures, osteotomies, and reconstructions | 35mm to 65mm | Perios Pty Ltd |  | Change to Group benefit
ZI928 | 06 - Specialist Orthopaedic | RibFix Blu | Rib Osteosynthesis Plates | 8-24 hole | ZIMMER BIOMET PTY LTD |  | Change to Group benefit
MN363 | 06 - Specialist Orthopaedic | Nitinol Implant System | Bone staples | Bridge size: 18-30 | JOHNSON & JOHNSON MEDICAL PTY LTD |  | Change to Group benefit
SL259 | 06 - Specialist Orthopaedic | Q-Fix All Suture Anchor | Soft suture anchor, with MINITAPE | 1.8mm | SMITH & NEPHEW PTY LIMITED |  | Change to ARTG
SL258 | 06 - Specialist Orthopaedic | HEALICOIL | HEALICOIL PEEK Suture Anchor | 4.5mm and 5.5mm | SMITH & NEPHEW PTY LIMITED |  | Change to ARTG
MN258 | 06 - Specialist Orthopaedic | RigidLoop Cortical Fixation button | Cortical Fixation Button | 4 x 12 mm, 4 x 20mm | JOHNSON & JOHNSON MEDICAL PTY LTD |  | Change to ARTG
IY109 | 06 - Specialist Orthopaedic | Tora Cage | Anterior Lumbar Cage with integral fixation (PEEK, HA PEEK, Titanium, Porous Titanium) | Angle 0 - 12 degrees, Length 40 - 60mm, Height 8 - 16mm | EVOLUTION SURGICAL PTY LTD |  | Change to Product Category, Product Group, Change to Group benefit
PF017 | 06 - Specialist Orthopaedic | TLS, TLS Tendon Anchoring Screw | Screw for graft fixation | 10 x 20mm, 10 x 25mm | Perios Pty Ltd |  | Change to Group benefit
VK001 | 06 - Specialist Orthopaedic | Orthofix External Fixation System Ankle Fixator | Anodised aluminium and stainless steel | One size only | Akva Surgical Pty Ltd |  | Change to Group benefit
VK002 | 06 - Specialist Orthopaedic | Orthofix External Fixation System Pennig Wrist Fixator | Anodised aluminium and stainless steel | One size only | Akva Surgical Pty Ltd |  | Change to Group benefit
VK009 | 06 - Specialist Orthopaedic | Orthopaedic External Fixation System - Xcaliber External Fixator | Metadiaphyseal Fixator | One size | Akva Surgical Pty Ltd |  | Change to Group benefit
VK013 | 06 - Specialist Orthopaedic | Orthofix External Fixation Systems | MiniRail System | Short, Standard, Long and Articulated Horizontal and Vertical Axis | Akva Surgical Pty Ltd |  | Change to Group benefit
VK014 | 06 - Specialist Orthopaedic | Orthofix External Fixation Systems | Pennig Minifixator | Short, Standard, Long | Akva Surgical Pty Ltd |  | Change to Group benefit
VK046 | 06 - Specialist Orthopaedic | LRS Knee Hinge | Knee spanning and limb salvage external fixator - fully assembled. | One size. | Akva Surgical Pty Ltd |  | Change to Group benefit
IT019 | 06 - Specialist Orthopaedic | Frame IT - Pre-assembled Frame | Pre assembled Frame - used for the correction of deformities | 120mm-180mm | INTEGRANT PTY LTD |  | Change to Group benefit
LM197 | 06 - Specialist Orthopaedic | MiniFlo Fixator | Finger mini fixator system | Radius: 25 and 30mm | LMT SURGICAL PTY LTD |  | Change to Group benefit
LM244 | 06 - Specialist Orthopaedic | Ligamentotaxor | Finger Mini Fixator System | 1 size only | LMT SURGICAL PTY LTD |  | Change to Group benefit
LM336 | 06 - Specialist Orthopaedic | Osteo-x External Mini Fixator | The Osteo-x® external fixator is a device used for the fixation and distraction of small bones, primarily in the hand. It incorporates four K-wires which are driven into the bone and placed to provide three-dimensional stability. | One Size Only | LMT SURGICAL PTY LTD |  | Change to Group benefit
MO431 | 06 - Specialist Orthopaedic | ACUMED Small Bone External Fixation System | Designed for Metacarpal and Phalangeal bones | mini | Medical & Optical Instruments Australia Pty Ltd |  | Change to Group benefit
SK612 | 06 - Specialist Orthopaedic | MiniFix | Finger Mini Fixator System | One size | STRYKER AUSTRALIA PTY LTD |  | Change to Group benefit
SK613 | 06 - Specialist Orthopaedic | RadioFix | Radio Fixator System | One size | STRYKER AUSTRALIA PTY LTD |  | Change to Group benefit
SK615 | 06 - Specialist Orthopaedic | Wrist Fixator PFII | Wrist Fixator System | One size | STRYKER AUSTRALIA PTY LTD |  | Change to Group benefit
SK616 | 06 - Specialist Orthopaedic | Poing Fix | Wrist Fixator System | One size | STRYKER AUSTRALIA PTY LTD |  | Change to Group benefit
SK617 | 06 - Specialist Orthopaedic | MicroFix | Finger Mini Fixator System | one size | STRYKER AUSTRALIA PTY LTD |  | Change to Group benefit
ST945 | 06 - Specialist Orthopaedic | Monotube External Fixation System | Anodized metal alloy, dynamic tube assembly yellow | 15mm | STRYKER AUSTRALIA PTY LTD |  | Change to Group benefit
ST946 | 06 - Specialist Orthopaedic | Monotube External Fixation System | Anodized metal alloy, dynamic tube assembly blue | 20mm | STRYKER AUSTRALIA PTY LTD |  | Change to Group benefit
ST947 | 06 - Specialist Orthopaedic | Monotube External Fixation System | Anodized metal alloy, dynamic tube assembly rod | 25mm | STRYKER AUSTRALIA PTY LTD |  | Change to Group benefit
SQ162 | 06 - Specialist Orthopaedic | Monoplanar Fixator System | Micro and Mini Rails | 80 - 100 mm | Surgical Specialties Pty Limited |  | Change to Group benefit
SQ163 | 06 - Specialist Orthopaedic | Monoplanar Fixator System | Rail | 100 - 300 mm | Surgical Specialties Pty Limited |  | Change to Group benefit
ZA060 | 06 - Specialist Orthopaedic | FastFrame External Fixation System | Knee Spanning and damage control external fixator system - fully assembled, sterile | Length: 200mm | ZIMMER BIOMET PTY LTD |  | Change to Group benefit
ZA061 | 06 - Specialist Orthopaedic | FastFrame External Fixation System | Ankle Spanning - fully assembled, sterile | Length: 100-200mm | ZIMMER BIOMET PTY LTD |  | Change to Group benefit
VK045 | 06 - Specialist Orthopaedic | LRS Clamps | Monoplanar clamp - 3 dimensional. | Small. | Akva Surgical Pty Ltd |  | Change to Group benefit
SL021 | 06 - Specialist Orthopaedic | Modular Rail System | Monoplanar Clamp | 50mm - 100mm | SMITH & NEPHEW PTY LIMITED |  | Change to Group benefit
SL247 | 06 - Specialist Orthopaedic | MAVERICK External Fixation | Clamps | Up to 75mm | SMITH & NEPHEW PTY LIMITED |  | Change to Group benefit
SL254 | 06 - Specialist Orthopaedic | MAVERICK Mini | Clamps for 6mm rods | 6mm to 4mm | SMITH & NEPHEW PTY LIMITED |  | Change to Group benefit
SN947 | 06 - Specialist Orthopaedic | Smith & Nephew External Fixation (Llizarov, Taylor Spatial Frame, Jet-X, Compass) | Monoplanar Clamp | Standard | SMITH & NEPHEW PTY LIMITED |  | Change to Group benefit
SN966 | 06 - Specialist Orthopaedic | Smith & Nephew External Fixation (Llizarov, Taylor Spatial Frame, Jet-X, Compass) | Monoplanar Clamp, 3 Dimensional | Small | SMITH & NEPHEW PTY LIMITED |  | Change to Group benefit
HW517 | 06 - Specialist Orthopaedic | HOFFMANN3 EXTERNAL FIXATION SYSTEM | MULTIPLANAR CLAMP PIN/ROD-ROD | STANDARD | STRYKER AUSTRALIA PTY LTD |  | Change to Group benefit
HW850 | 06 - Specialist Orthopaedic | SALVATION Limb Salvage Clamp | Clamp | 5mm and 6mm, 1 hole to 4 hole cube | STRYKER AUSTRALIA PTY LTD |  | Change to Group benefit
ST968 | 06 - Specialist Orthopaedic | TenXor External Fixation System | Anodized metal alloy, ring to monotube triax tube clamp | One size only | STRYKER AUSTRALIA PTY LTD |  | Change to Group benefit
SQ164 | 06 - Specialist Orthopaedic | Monoplanar Clamp | Clamp | Standard | Surgical Specialties Pty Limited |  | Change to Group benefit
SL018 | 06 - Specialist Orthopaedic | Modular Rail System | Rail | Standard; small; small short | SMITH & NEPHEW PTY LIMITED |  | Change to Group benefit
ST948 | 06 - Specialist Orthopaedic | Monotube External Fixation System | Anodized metal alloy, dynamic tube yellow | 15mm | STRYKER AUSTRALIA PTY LTD |  | Change to Group benefit
SQ165 | 06 - Specialist Orthopaedic | Monoplanar Body | Body | 100 - 400 mm | Surgical Specialties Pty Limited |  | Change to Group benefit
SN948 | 06 - Specialist Orthopaedic | Smith & Nephew External Fixation (Llizarov, Taylor Spatial Frame, Jet-X, Compass) | Monoplanar Clamp, 3 Dimensional | Standard | SMITH & NEPHEW PTY LIMITED |  | Change to Group benefit
SN949 | 06 - Specialist Orthopaedic | Smith & Nephew External Fixation (Llizarov, Taylor Spatial Frame, Jet-X, Compass) | Monoplanar clamp, Compresion Distraction Device | Standard | SMITH & NEPHEW PTY LIMITED |  | Change to Group benefit
ST943 | 06 - Specialist Orthopaedic | Hoffman II External Fixation System | Anodised metal alloy, adjustable connecting rod | Long, short | STRYKER AUSTRALIA PTY LTD |  | Change to Group benefit
ST953 | 06 - Specialist Orthopaedic | Monotube External Fixation System | Anodized metal alloy, T-Adapter yellow, blue, red | 15, 20, 25mm | STRYKER AUSTRALIA PTY LTD |  | Change to Group benefit
VK049 | 06 - Specialist Orthopaedic | TrueLok | Coupling devices. | Standard. | Akva Surgical Pty Ltd |  | Change to Group benefit
IT025 | 06 - Specialist Orthopaedic | Frame It Coupling | Coupling devices; Posts, Basic Struts, Plates, Hinges and Extenders | Ranging from 1-12 holes | INTEGRANT PTY LTD |  | Change to Group benefit
SY662 | 06 - Specialist Orthopaedic | Orthopaedic External Fixator Systems | Hybrid Ring Clamps; Combination, Rod, Rod/Wire, Adjustable, Tube/Tube RL MRI | 11.0mm | JOHNSON & JOHNSON MEDICAL PTY LTD |  | Change to Group benefit
SL240 | 06 - Specialist Orthopaedic | SMART TSF (Taylor Spatial Frame) | Circular Coupling Device | Standard | SMITH & NEPHEW PTY LIMITED |  | Change to Group benefit
SN951 | 06 - Specialist Orthopaedic | Smith & Nephew External Fixation (Ilizarov, Taylor Spatial Frame, Jet-X, Compass) | Monoplanar adaptor | standard | SMITH & NEPHEW PTY LIMITED |  | Change to Group benefit
SN954 | 06 - Specialist Orthopaedic | Smith & Nephew External Fixation (Llizarov, Taylor Spatial Frame, Jet-X, Compass) | Circular Coupling device | standard | SMITH & NEPHEW PTY LIMITED |  | Change to Group benefit
HW474 | 06 - Specialist Orthopaedic | HOFFMANN LRF | Coupling | SHORT , LONG | STRYKER AUSTRALIA PTY LTD |  | Change to Group benefit
HW482 | 06 - Specialist Orthopaedic | HOFFMANN LRF - WIRE BOLT COUPLINGS | WIRE BOLT COUPLING | SHORT, MEDIUM, LONG | STRYKER AUSTRALIA PTY LTD |  | Change to Group benefit
VK043 | 06 - Specialist Orthopaedic | Linear Distractor | Linear Distractor. | 70mm to 200mm. | Akva Surgical Pty Ltd |  | Change to Group benefit
SL235 | 06 - Specialist Orthopaedic | SMART TSF (Taylor Spatial Frame) | Struts | XX Short – Long | SMITH & NEPHEW PTY LIMITED |  | Change to Group benefit
SN955 | 06 - Specialist Orthopaedic | Smith & Nephew External Fixation (Ilizarov, Taylor Spatial Frame, Jet-X, Compass) | Circular Frame Strut Device, 3 Dimensional | standard | SMITH & NEPHEW PTY LIMITED |  | Change to Group benefit
HW480 | 06 - Specialist Orthopaedic | HOFFMANN LRF - STATIC STRUT | STATIC STRUT | LENGTHS - 20 -60MM | STRYKER AUSTRALIA PTY LTD |  | Change to Group benefit
HW481 | 06 - Specialist Orthopaedic | HOFFMANN LRF - THREADED TELESCOPIC ROD | THREADED TELESCOPIC ROD | DIAMETER - 6MM LENGTHS - 30-400MM | STRYKER AUSTRALIA PTY LTD |  | Change to Group benefit
HW854 | 06 - Specialist Orthopaedic | SALVATION Limb Salvage Struts | Struts | 60mm - 230mm | STRYKER AUSTRALIA PTY LTD |  | Change to Group benefit
HW964 | 06 - Specialist Orthopaedic | SALVATION Strut | SALVATION External Fixation Strut | 60mm - 230mm | STRYKER AUSTRALIA PTY LTD |  | Change to Group benefit
SR096 | 06 - Specialist Orthopaedic | HOFFMANN LRF - TELESCOPIC STRUT | TELESCOPIC STRUT | LENGTHS - 100-277MM | STRYKER AUSTRALIA PTY LTD |  | Change to Group benefit
SQ166 | 06 - Specialist Orthopaedic | Orthex Distractor Strut | Distractor | 100-155mm; Short and Long | Surgical Specialties Pty Limited |  | Change to Group benefit
VK031 | 06 - Specialist Orthopaedic | Orthofix Circular Frame Foot Plate | The Orthofix circular frame is a surgeon designed, user-friendly ring fixation system for trauma applications, limb lengthening and deformity correction. It is based on the science, methodology and principles of Prof Ilizarov. The circular frame is simple, offering preassembled functional components that are easy to connect and operate. The frame is stable with anti-rotational feature on connection elements that prevents any undesirable movement. Its unique wire and half pin fixation elements provide efficient bone segment stabilisation. A biomechanically superior metal-plastic interface is stable both during and between adjustments. The system is versatile, consisting of rings, half-rings, foot plates, 5/8 rings and arches. Full control of bone segments accomplished with Orthofix circular frame allows precise movement of segments without compromising stability. | 100mm - 220mm foot plates | Akva Surgical Pty Ltd |  | Change to Group benefit
IT027 | 06 - Specialist Orthopaedic | Frame It Foot Plate | Foot plate | Diameter 80mm-220mm | INTEGRANT PTY LTD |  | Change to Group benefit
SY427 | 06 - Specialist Orthopaedic | MAXFRAME Distraction Osteogenesis External Fixation System | Foot Rings, Foot Plates Short/Long, Footplate Support Kit - single unit with Left/Right Supports | Rings/Plates 100mm-210mm, Supports One Size - Left & Right | JOHNSON & JOHNSON MEDICAL PTY LTD |  | Change to Group benefit
SL236 | 06 - Specialist Orthopaedic | SMART TSF (Taylor Spatial Frame) | Foot Plate | 155 - 180 mm | SMITH & NEPHEW PTY LIMITED |  | Change to Group benefit
SN957 | 06 - Specialist Orthopaedic | Smith & Nephew External Fixation (Llizarov, Taylor Spatial Frame, Jet-X, Compass) | Foot Plate | Standard | SMITH & NEPHEW PTY LIMITED |  | Change to Group benefit
HW475 | 06 - Specialist Orthopaedic | HOFFMAN LRF | FOOT RING PLATE/ARCH | DIAMETER - 100-210MM | STRYKER AUSTRALIA PTY LTD |  | Change to Group benefit
HW844 | 06 - Specialist Orthopaedic | SALVATION Limb Salvage Foot Plates | Foot Plates | 120mm - 180mm | STRYKER AUSTRALIA PTY LTD |  | Change to Group benefit
SQ167 | 06 - Specialist Orthopaedic | Orthex Foot Plate | Foot Plate | 75-205mm, short | Surgical Specialties Pty Limited |  | Change to Group benefit
VK042 | 06 - Specialist Orthopaedic | TrueLok Ring Fixation System - Spacers, Washers, Nuts, Bolts | Nuts, Spacers, Washers and Bolts. | Length 12 - 30mm, 10mm Hex Heads, Thickness 2 - 4mm. | Akva Surgical Pty Ltd |  | Change to Group benefit
IT028 | 06 - Specialist Orthopaedic | Frame It Nuts & Bolts | Nuts, Bolts and spacers | standard | INTEGRANT PTY LTD |  | Change to Group benefit
SY228 | 06 - Specialist Orthopaedic | MAXFRAME Distraction Osteogenesis External Fixation System | Connecting Plate / Spacer | 1 - 5 holes | JOHNSON & JOHNSON MEDICAL PTY LTD |  | Change to Group benefit
SY419 | 06 - Specialist Orthopaedic | MAXFRAME Distraction Osteogenesis External Fixation System | Nuts, Washers & Spacers, Bolts | Various | JOHNSON & JOHNSON MEDICAL PTY LTD |  | Change to Group benefit
SL023 | 06 - Specialist Orthopaedic | Modular Rail System | Rail Accessories | Various | SMITH & NEPHEW PTY LIMITED |  | Change to Group benefit
SL237 | 06 - Specialist Orthopaedic | SMART TSF (Taylor Spatial Frame) | Bolts, Washers | Standard | SMITH & NEPHEW PTY LIMITED |  | Change to Group benefit
SN958 | 06 - Specialist Orthopaedic | Smith & Nephew External Fixation (Llizarov, Taylor Spatial Frame, Jet-X, Compass) | Circular Frame, Nuts & Spacer | standard | SMITH & NEPHEW PTY LIMITED |  | Change to Group benefit
HW477 | 06 - Specialist Orthopaedic | HOFFMANNLRF - NUTS, WASHERS , SPACERS | NUTS, WASHERS , SPACERS | SHORT, LONG, M6,M8,1-7MM | STRYKER AUSTRALIA PTY LTD |  | Change to Group benefit
HW849 | 06 - Specialist Orthopaedic | SALVATION Limb Salvage Circular Frame Nuts and Spacers | Circular Frame Nuts and Spacers | 1mm - 120mm, 1 hole to 4 hole, Standard - Large | STRYKER AUSTRALIA PTY LTD |  | Change to Group benefit
SQ160 | 06 - Specialist Orthopaedic | Orthex Threaded Sockets | Nut, Threaded | 18-60mm | Surgical Specialties Pty Limited |  | Change to Group benefit
SQ161 | 06 - Specialist Orthopaedic | Orthex Frame Components | Circular Frame Components | Standard | Surgical Specialties Pty Limited |  | Change to Group benefit
VK003 | 06 - Specialist Orthopaedic | Orthofix External Fixation System Elbow Fixator | Anodised aluminium and stainless steel | One size only | Akva Surgical Pty Ltd |  | Change to Group benefit
VK004 | 06 - Specialist Orthopaedic | Orthofix External Fixation System Hybrid Fixator | Anodised aluminium and stainless steel | One size only | Akva Surgical Pty Ltd |  | Change to Group benefit
VK005 | 06 - Specialist Orthopaedic | Orthofix External Fixation System Knee Fixator | Anodised aluminium and stainless steel | One size only | Akva Surgical Pty Ltd |  | Change to Group benefit
VK050 | 06 - Specialist Orthopaedic | TrueLok Wire, Pin Fixators | Wire, Pin Fixators. | 4mm to 8mm. | Akva Surgical Pty Ltd |  | Change to Group benefit
SY663 | 06 - Specialist Orthopaedic | Orthopaedic External Fixator Systems | Medium Frame; Rod, Threaded, Adjustable Clamps RL MRI | 5-11.0mm | JOHNSON & JOHNSON MEDICAL PTY LTD |  | Change to Group benefit
SY744 | 06 - Specialist Orthopaedic | MAXFRAME Distraction Osteogenesis External Fixation System | Distractors and lengthening apparatus | 20mm-250mm | JOHNSON & JOHNSON MEDICAL PTY LTD |  | Change to Group benefit
SY745 | 06 - Specialist Orthopaedic | Orthopaedic External Fixator Systems | Distractors and lengthening apparatus | ≥ 160mm | JOHNSON & JOHNSON MEDICAL PTY LTD |  | Change to Group benefit
SL020 | 06 - Specialist Orthopaedic | Modular Rail System | Caps, clamps (upper, lower & stacked) & hinges, clamp connectors | Various | SMITH & NEPHEW PTY LIMITED |  | Change to Group benefit
SL022 | 06 - Specialist Orthopaedic | Modular Rail System | Angle Clamps | Various | SMITH & NEPHEW PTY LIMITED |  | Change to Group benefit
SN959 | 06 - Specialist Orthopaedic | Smith & Nephew External Fixation (Llizarov, Taylor Spatial Frame, Jet-X, Compass) | Coupling device, 3 dimensional | Standard | SMITH & NEPHEW PTY LIMITED |  | Change to Group benefit
SN964 | 06 - Specialist Orthopaedic | Smith & Nephew External Fixation (Llizarov, Taylor Spatial Frame, Jet-X, Compass) | Articulating Hinge, 3 Dimensional | Standard | SMITH & NEPHEW PTY LIMITED |  | Change to Group benefit
HW448 | 06 - Specialist Orthopaedic | Hoffmann3 External Fixation system - Posts | Hoffmann3 posts | straight, 30 deg, 90 deg | STRYKER AUSTRALIA PTY LTD |  | Change to Group benefit
HW449 | 06 - Specialist Orthopaedic | Hoffmann3 External Fixation System | Rod & Pin-Rod couplings | Coupling, 5/8/11mm rods - 4/5/6mm pins | STRYKER AUSTRALIA PTY LTD |  | Change to Group benefit
HW516 | 06 - Specialist Orthopaedic | HOFFMANN3 EXTERNAL FIXATION SYSTEM | ROD COUPLER | 0-120 DEGREES | STRYKER AUSTRALIA PTY LTD |  | Change to Group benefit
HW847 | 06 - Specialist Orthopaedic | SALVATION Limb Salvage Wire Fixaters | Wire Fixaters | 2mm - 40mm | STRYKER AUSTRALIA PTY LTD |  | Change to Group benefit
SK375 | 06 - Specialist Orthopaedic | Hoffman II External Fixation System | Hoffman II MRI Coupling | Pin to Rod, Rod to Rod, Tube to Rod, Pin Clamp Assembly | STRYKER AUSTRALIA PTY LTD |  | Change to Group benefit
SK390 | 06 - Specialist Orthopaedic | Hoffman II External Fixation System | Hoffman II MRI | Compression/Dystraction Tube, Dynamisation Tube | STRYKER AUSTRALIA PTY LTD |  | Change to Group benefit
SK485 | 06 - Specialist Orthopaedic | Hoffmann Xpress - Universal Pin Clamp | Hoffmann Xpress External Fixation Device - Adapted to fit the needs of medically trained staff of such occupations as the Armed Forces | One size to fit the Rod to Rod | STRYKER AUSTRALIA PTY LTD |  | Change to Group benefit
SK487 | 06 - Specialist Orthopaedic | Hoffmann Xpress - 5 Pin Clamp Posts | Hoffmann Xpress External Fixation Device - adapted to fit needs of medically trained staff of such occupations as the Armed Forces | 2 categories, a 1 post clamp and a 2 post clamp | STRYKER AUSTRALIA PTY LTD |  | Change to Group benefit
ST950 | 06 - Specialist Orthopaedic | Monotube External Fixation System | Anodized metal alloy, dynamic tube red | 25mm | STRYKER AUSTRALIA PTY LTD |  | Change to Group benefit
ST951 | 06 - Specialist Orthopaedic | Monotube External Fixation System | Anodized metal alloy, pin clamp yellow, blue, red | 15, 20, 25mm | STRYKER AUSTRALIA PTY LTD |  | Change to Group benefit
ST952 | 06 - Specialist Orthopaedic | Monotube External Fixation System | Anodized metal alloy, single pin clamp yellow, blue, red | 15, 20, 25mm | STRYKER AUSTRALIA PTY LTD |  | Change to Group benefit
ST954 | 06 - Specialist Orthopaedic | Monotube External Fixation System | Anodized metal alloy, tube to tube clamp yellow, blue, red, yellow/blue, blue/red | 15, 20, 25mm, 15/20mm, 20/25mm | STRYKER AUSTRALIA PTY LTD |  | Change to Group benefit
ST966 | 06 - Specialist Orthopaedic | TenXor External Fixation System | Anodized metal alloy, ring clamp | One size only | STRYKER AUSTRALIA PTY LTD |  | Change to Group benefit
ST967 | 06 - Specialist Orthopaedic | TenXor External Fixation System | Anodized metal alloy, wire post, pin post | One size only | STRYKER AUSTRALIA PTY LTD |  | Change to Group benefit
ST971 | 06 - Specialist Orthopaedic | TenXor External Fixation System | Anodized metal alloy, with sliding clamp | One size only | STRYKER AUSTRALIA PTY LTD |  | Change to Group benefit
ST972 | 06 - Specialist Orthopaedic | TenXor External Fixation System | Anodized metal alloy,with sliding clamp and spacer | One size only | STRYKER AUSTRALIA PTY LTD |  | Change to Group benefit
VK041 | 06 - Specialist Orthopaedic | TrueLok/TL-HEX/EVO Threaded rods | Threaded rods. | 60mm - 400mm. | Akva Surgical Pty Ltd |  | Change to Group benefit
IT029 | 06 - Specialist Orthopaedic | Frame It Rods | Threaded Rods | 6mm Diameter Lengths from 80mm-200mm | INTEGRANT PTY LTD |  | Change to Group benefit
SY196 | 06 - Specialist Orthopaedic | Orthopaedic External Fixator Systems | Rod/Bar | 8 - 11 mm | JOHNSON & JOHNSON MEDICAL PTY LTD |  | Change to Group benefit
SY421 | 06 - Specialist Orthopaedic | MAXFRAME Distraction Osteogenesis External Fixation System | Threaded Rod | 60- 400mm | JOHNSON & JOHNSON MEDICAL PTY LTD |  | Change to Group benefit
SY667 | 06 - Specialist Orthopaedic | Orthopaedic External Fixator Systems | Curved and straight rod, RL, MRI Carbon Fibre | 8.0-11.0mm | JOHNSON & JOHNSON MEDICAL PTY LTD |  | Change to Group benefit
SL248 | 06 - Specialist Orthopaedic | MAVERICK External Fixation | Bars/ Rods | 100 – 600 mm | SMITH & NEPHEW PTY LIMITED |  | Change to Group benefit
SN960 | 06 - Specialist Orthopaedic | Smith & Nephew External Fixation (Llizarov, Taylor Spatial Frame, Jet-X, Compass) | Rods | Standard | SMITH & NEPHEW PTY LIMITED |  | Change to Group benefit
SN961 | 06 - Specialist Orthopaedic | Smith & Nephew External Fixation (Llizarov, Taylor Spatial Frame, Jet-X, Compass) | Rods, telescopic | standard | SMITH & NEPHEW PTY LIMITED |  | Change to Group benefit
HW446 | 06 - Specialist Orthopaedic | Hoffmann3 External Fixation system - MRI Curved and straight rod/coupler - carbon fibre | MRI curved and straight rod/coupler - carbon fibre | Diameter - 11mm, lengths 100-650mm | STRYKER AUSTRALIA PTY LTD |  | Change to Group benefit
HW852 | 06 - Specialist Orthopaedic | SALVATION Limb Salvage Rods | Rods | 60mm - 400mm | STRYKER AUSTRALIA PTY LTD |  | Change to Group benefit
SK393 | 06 - Specialist Orthopaedic | Hoffman II External Fixation System | Hoffmann II MRI Connecting Rods, RL | 8mm Connecting rod (100mm - 500mm), 5mm Connecting rod (100mm - 500mm), Semi Circular Curve Rod | STRYKER AUSTRALIA PTY LTD |  | Change to Group benefit
SK486 | 06 - Specialist Orthopaedic | Hoffmann Xpress External Fixation Device | Hoffmann Xpress - Connnecting Tube, RL, MRI | 15 mm diameter / 150 to 440 mm in length | STRYKER AUSTRALIA PTY LTD |  | Change to Group benefit
ST963 | 06 - Specialist Orthopaedic | Monotube External Fixation System | Carbon tube blue 015, RL | 150, 200, 250, 300mm | STRYKER AUSTRALIA PTY LTD |  | Change to Group benefit
ST964 | 06 - Specialist Orthopaedic | Monotube External Fixation System | Carbon tube red 015, RL | 150, 200, 250, 300mm | STRYKER AUSTRALIA PTY LTD |  | Change to Group benefit
SQ168 | 06 - Specialist Orthopaedic | Orthex Threaded Rods | Threaded Rods | 60-450mm | Surgical Specialties Pty Limited |  | Change to Group benefit
ZI965 | 06 - Specialist Orthopaedic | XtraFix External Fixation System | Connecting rods | 11mm, large | ZIMMER BIOMET PTY LTD |  | Change to Group benefit
SY200 | 06 - Specialist Orthopaedic | Orthopaedic External Fixator Systems | External fixator clamps, transverse clamp | 1.25 - 6.0mm | JOHNSON & JOHNSON MEDICAL PTY LTD |  | Change to Group benefit
SY418 | 06 - Specialist Orthopaedic | MAXFRAME Distraction Osteogenesis External Fixation System | Bolt-connecting, clamp, eye, wire offset, wire slotted, MRI safe. | One size | JOHNSON & JOHNSON MEDICAL PTY LTD |  | Change to Group benefit
SL234 | 06 - Specialist Orthopaedic | SMART TSF (Taylor Spatial Frame) | Pin Clamp Assembly – Conversion Clamp | Standard | SMITH & NEPHEW PTY LIMITED |  | Change to Group benefit
SN962 | 06 - Specialist Orthopaedic | Smith & Nephew External Fixation (Llizarov, Taylor Spatial Frame, Jet-X, Compass) | Pin Clamp Assembly | Standard | SMITH & NEPHEW PTY LIMITED |  | Change to Group benefit
SN963 | 06 - Specialist Orthopaedic | Smith & Nephew External Fixation (Llizarov, Taylor Spatial Frame, Jet-X, Compass) | Pin Clamp Assembly, 3 Dimensional | Standard | SMITH & NEPHEW PTY LIMITED |  | Change to Group benefit
HW447 | 06 - Specialist Orthopaedic | Hoffmann3 External Fixation System - Pin Clamp | Pin clamp Assembly | 5 hole with/without posts | STRYKER AUSTRALIA PTY LTD |  | Change to Group benefit
SK373 | 06 - Specialist Orthopaedic | Hoffman II External Fixation system | Hoffman II MRI, Pin Clamp Assembly, MRI | Pelvic Clamp | STRYKER AUSTRALIA PTY LTD |  | Change to Group benefit
ST892 | 06 - Specialist Orthopaedic | Hoffmann II Compact External Fixation System | Pin clamp assembly with no post | One Size Only | STRYKER AUSTRALIA PTY LTD |  | Change to Group benefit
ZI966 | 06 - Specialist Orthopaedic | XtraFix External Fixation System | Pin clamp assembly | large | ZIMMER BIOMET PTY LTD |  | Change to Group benefit
SY420 | 06 - Specialist Orthopaedic | MAXFRAME Distraction Osteogenesis External Fixation System | Wire Post MRI Safe | Short, Tall, Long and 1 to 5 holes | JOHNSON & JOHNSON MEDICAL PTY LTD |  | Change to Group benefit
SL250 | 06 - Specialist Orthopaedic | MAVERICK External Fixation | Straight, 30°, and 90° Posts | Straight, 30°, and 90° | SMITH & NEPHEW PTY LIMITED |  | Change to Group benefit
HW479 | 06 - Specialist Orthopaedic | HOFFMANN LRF - POSTS | POSTS | LENGTHS - 44-88MM | STRYKER AUSTRALIA PTY LTD |  | Change to Group benefit
HW848 | 06 - Specialist Orthopaedic | SALVATION Limb Salvage Posts | Posts | 1 - 6 hole, short and tall | STRYKER AUSTRALIA PTY LTD |  | Change to Group benefit
HW963 | 06 - Specialist Orthopaedic | SALVATION L Bracket | L Bracket | 1-6 hole. Short and tall | STRYKER AUSTRALIA PTY LTD |  | Change to Group benefit
SK374 | 06 - Specialist Orthopaedic | Hoffman II External Fixation System | Hoffman II MRI | Posts 8mm and 5mm | STRYKER AUSTRALIA PTY LTD |  | Change to Group benefit
ST937 | 06 - Specialist Orthopaedic | Hoffman II External Fixation System | Anodised metal alloy, 30 deg angled post, stainless steel | One size only | STRYKER AUSTRALIA PTY LTD |  | Change to Group benefit
ST938 | 06 - Specialist Orthopaedic | Hoffman II External Fixation System | Anodised metal alloy, straight post, stainless steel | One size only | STRYKER AUSTRALIA PTY LTD |  | Change to Group benefit
VK006 | 06 - Specialist Orthopaedic | Orthopaedic External Fixation System - Radiolucent Wrist Fixator | Complete System Sterile | One size only | Akva Surgical Pty Ltd |  | Change to Group benefit
SN965 | 06 - Specialist Orthopaedic | Jet X Distal Radius Kit | Complete Frame, 3 Dimensional & Compression/Distraction Device | Small | SMITH & NEPHEW PTY LIMITED |  | Change to Group benefit
HW489 | 06 - Specialist Orthopaedic | HOFFMANN3 external fixation system | Sterile field kit | Standard kit A | STRYKER AUSTRALIA PTY LTD |  | Change to Group benefit
SK396 | 06 - Specialist Orthopaedic | Hoffmann II Compact Wrist Sterile Pre-Packs, RL | Bridging & Non-bridging | Sterile Wrist Kit | STRYKER AUSTRALIA PTY LTD |  | Change to Group benefit
ZA062 | 06 - Specialist Orthopaedic | FastFrame External Fixation System | Distal radius - fully assembled, sterile | Length: 150mm | ZIMMER BIOMET PTY LTD |  | Change to Group benefit
LH557 | 06 - Specialist Orthopaedic | IOS Fixator Kit | Complete kit of fixator, 6x bone pins, 6 x set screws, 6 x collets, drill bit. | long, short | LIFEHEALTHCARE PTY LIMITED |  | Change to Group benefit
LM333 | 06 - Specialist Orthopaedic | Internal joint articulating fixator Elbow | Internal joint articulating fixator Elbow | One size - adjustable | LMT SURGICAL PTY LTD |  | Change to Group benefit
HW006 | 06 - Specialist Orthopaedic | Stryker Intramedullary/Bone Plugs | Bone Plugs | 6 - 24mm small,medium,large | STRYKER AUSTRALIA PTY LTD |  | Change to Group benefit
HW864 | 06 - Specialist Orthopaedic | Bone Plug | UHMWPE - Cement Plug | 13mm and 24mm | STRYKER AUSTRALIA PTY LTD |  | Change to Group benefit
UK024 | 06 - Specialist Orthopaedic | Cement Restrictors + inserter | Restrictors | 12-18mm, 18-24mm | The Trustee for Giorgios and Katarina Loizou Family Trust |  | Change to Group benefit
JK008 | 07 - Plastic and Reconstructive | OsteoMed Plating & Fixation System | Micro, Mini, Maxi | 0.2-0.49mm thick, 11-50cm² | ALLIED SCIENTIFIC PRODUCTS PTY LTD |  | Change to Group benefit
BB410 | 07 - Plastic and Reconstructive | Aesculap Neuro Plating System | Cranial Fixation Mesh Plate | 40.2mm x 50.2mm Thickness 0.3mm | B BRAUN AUSTRALIA PTY LTD |  | Change to Group benefit
SY578 | 07 - Plastic and Reconstructive | AO/ASIF Plate | Titanium contourable mesh; Mastoid, Cranial & Pre-Shaped | 0.2mm-0.49mm | JOHNSON & JOHNSON MEDICAL PTY LTD |  | Change to Group benefit
KT060 | 07 - Plastic and Reconstructive | Martin Level One Fixation | Mesh, Titanium | 0.9-0.49mm thick, 11-50cm² | KLS MARTIN AUSTRALIA PTY LIMITED |  | Change to Group benefit
LH508 | 07 - Plastic and Reconstructive | Martin Osteosynthesis 1.5mm System Mesh thin 50cm2 | Mesh, Titanium | 0.2-0.49mm thick, 11-50cm2 | LIFEHEALTHCARE PTY LIMITED |  | Change to Group benefit
EO129 | 07 - Plastic and Reconstructive | MODUS Mesh | Pre-shaped, contourable Titanium Mesh, Sterile | 0.25-0.44mm thick, 11-50cm² | MEDARTIS AUSTRALIA & NEW ZEALAND PTY LTD |  | Change to Group benefit
MC889 | 07 - Plastic and Reconstructive | TiMesh | Square-rectangular Gridmesh Panel | 11 to 25 cm2 area | MEDTRONIC AUSTRALASIA PTY LTD |  | Change to Group benefit
MC914 | 07 - Plastic and Reconstructive | TiMesh Titanium Rigid Fixation Bone Grafting and Plating System | FlexMesh 1.5mm System. Composition: Titanium | 26 to 50 cm2 area; 0.3mm thick | MEDTRONIC AUSTRALASIA PTY LTD |  | Change to Group benefit
UT021 | 07 - Plastic and Reconstructive | SCS Interlink Plate | Titanium mesh plate - pre-shaped | 0.4mm thick, 11-50cm2 | SOUTHERN CROSS SURGICAL PTY LTD |  | Change to Group benefit
HW528 | 07 - Plastic and Reconstructive | Stryker Neuro Mesh Plates | Titanium malleable mesh plates for cranial reconstruction | 0.2-0.49mm | STRYKER AUSTRALIA PTY LTD |  | Change to Group benefit
BI645 | 07 - Plastic and Reconstructive | W Lorenz Osteosynthesis System | Mesh panel, 1.5mm System Titanium | (41-83) x (39-54mm) (0.3 or 0.2mm) | ZIMMER BIOMET PTY LTD |  | Change to Group benefit
JK009 | 07 - Plastic and Reconstructive | OsteoMed Plating & Fixation System | Plates | 0.2-0.49mm thick, 51-200cm² | ALLIED SCIENTIFIC PRODUCTS PTY LTD |  | Change to Group benefit
SY488 | 07 - Plastic and Reconstructive | AO/ASIF Plate | Titanium Contourable mesh plate | <0.5mm | JOHNSON & JOHNSON MEDICAL PTY LTD |  | Change to Group benefit
KT047 | 07 - Plastic and Reconstructive | Martin Level One Fixation | Mesh, Titanium & 3D | 0.2-0.49mm thick, 51-200cm² | KLS MARTIN AUSTRALIA PTY LIMITED |  | Change to Group benefit
LH512 | 07 - Plastic and Reconstructive | Martin Osteosynthesis 1.5mm System 3D Mesh 200cm2 | 3D Mesh, Titanium | 0.2-0.49mm thick, 51-200cm2 | LIFEHEALTHCARE PTY LIMITED |  | Change to Group benefit
EO128 | 07 - Plastic and Reconstructive | MODUS Mesh | Titanium Mesh, Sterile | 0.2-0.49mm thick, 51-200cm² | MEDARTIS AUSTRALIA & NEW ZEALAND PTY LTD |  | Change to Group benefit
MC524 | 07 - Plastic and Reconstructive | TiMesh | Isogrid Panel | One size only | MEDTRONIC AUSTRALASIA PTY LTD |  | Change to Group benefit
MC525 | 07 - Plastic and Reconstructive | TiMesh | Sugar Mesh Panel / Grid | 11 x 7.5cm | MEDTRONIC AUSTRALASIA PTY LTD |  | Change to Group benefit
MC890 | 07 - Plastic and Reconstructive | TiMesh | Square-rectangular Gridmesh Panel | 51 to 100 cm2 area | MEDTRONIC AUSTRALASIA PTY LTD |  | Change to Group benefit
MI084 | 07 - Plastic and Reconstructive | TiMesh Rigid Fixation Bone Grafting and Plating System | FlexMesh 1.0 - 1.5mm system. Composition: Titanium | 51 to 100cm² area, 0.3mm thickness | MEDTRONIC AUSTRALASIA PTY LTD |  | Change to Group benefit
SK582 | 07 - Plastic and Reconstructive | Stryker Leibinger Plating System | Craniofacial Titanium Mesh System | 0.2 - 0.49mm thick, 51 - 200cm² | STRYKER AUSTRALIA PTY LTD |  | Change to Group benefit
BH024 | 07 - Plastic and Reconstructive | W Lorenz Osteosynthesis System | Pre-contoured Neuro Mesh, titanium | 163 x 115 x 0.3mm | ZIMMER BIOMET PTY LTD |  | Change to Group benefit
JK011 | 07 - Plastic and Reconstructive | OsteoMed Plating & Fixation System | Plates | 0.5-0.8mm thick, 11-50cm² | ALLIED SCIENTIFIC PRODUCTS PTY LTD |  | Change to Group benefit
KT062 | 07 - Plastic and Reconstructive | Martin Level One Fixation | Mesh, Titanium | 0.5-0.8mm thick, 11-50cm² | KLS MARTIN AUSTRALIA PTY LIMITED |  | Change to Group benefit
LH509 | 07 - Plastic and Reconstructive | Martin Osteosynthesis 1.5mm System Mesh 50cm2 | Mesh, Titanium | 0.5-0.8mm thick, 11-50cm2 | LIFEHEALTHCARE PTY LIMITED |  | Change to Group benefit
EO131 | 07 - Plastic and Reconstructive | MODUS Mesh | Titanium Mesh, Sterile | 0.5-0.8mm thick, 11-50cm² | MEDARTIS AUSTRALIA & NEW ZEALAND PTY LTD |  | Change to Group benefit
MC915 | 07 - Plastic and Reconstructive | TiMesh Titanium Rigid Fixation Bone Grafting and Plating System | FlexMesh 1.5mm System. Composition: Titanium | 26 to 50 cm2 area; 0.6mm thick | MEDTRONIC AUSTRALASIA PTY LTD |  | Change to Group benefit
UT024 | 07 - Plastic and Reconstructive | SCS Interlink Plate | Titanium mesh plate - pre-shaped | 0.6mm thick, 11-50cm2 | SOUTHERN CROSS SURGICAL PTY LTD |  | Change to Group benefit
UT031 | 07 - Plastic and Reconstructive | SCS Titanium Mesh | Titanium mesh | 0.6mm thick; 11-50cm2 | SOUTHERN CROSS SURGICAL PTY LTD |  | Change to Group benefit
BH023 | 07 - Plastic and Reconstructive | W Lorenz Osteosynthesis System | Panel, Regular or Small Grid. Titanium | 80mm x 53mm x 0.6mm thick and 85mm x 53mm x 0.6mm thick | ZIMMER BIOMET PTY LTD |  | Change to Group benefit
KT032 | 07 - Plastic and Reconstructive | Martin Level One Fixation Resorb x & SonicWeld | Mesh PDLLA (resorbable) | 0.20 to 0.49mm thick, 1 to 10 cm2 area | KLS MARTIN AUSTRALIA PTY LIMITED |  | Change to Group benefit
KT013 | 07 - Plastic and Reconstructive | Martin Level One Fixation Resorb x & SonicWeld Rx | Mesh, PDLLA (resorbable) | 0.20 to 0.49mm thick, 26 to 50cm² area | KLS MARTIN AUSTRALIA PTY LIMITED |  | Change to Group benefit
SY544 | 07 - Plastic and Reconstructive | PolyMax Rapid-Resorbable Fixation System | Mesh Plate | 0.5-0.8mm | JOHNSON & JOHNSON MEDICAL PTY LTD |  | Change to Group benefit
WU004 | 07 - Plastic and Reconstructive | CPS Bioabsorbable Fixation System | CPS Systems and Baby System Plates. Polylactic Acid Trimethylene Carbonate Copolymer | 1.5-2.5 mesh plate, 7 x 7 holes; 1.5mm baby mesh plate 7 x 7 holes | NATON MEDICAL AUS PTY LTD |  | Change to Group benefit
KT046 | 07 - Plastic and Reconstructive | Martin Level One Fixation | Mesh PDLLA resorbable | 0.5-0.8mm thick, 26-50cm² | KLS MARTIN AUSTRALIA PTY LIMITED |  | Change to Group benefit
SY547 | 07 - Plastic and Reconstructive | PolyMax Rapid-Resorbable Fixation System | Mesh Plate | 0.5-0.8mm | JOHNSON & JOHNSON MEDICAL PTY LTD |  | Change to Group benefit
KT048 | 07 - Plastic and Reconstructive | Martin Level One Fixation | Mesh PDLLA resorbable | 0.5-0.8mm thick, 101-200cm² | KLS MARTIN AUSTRALIA PTY LIMITED |  | Change to Group benefit
KT044 | 07 - Plastic and Reconstructive | Martin Level One Fixation | Mesh PDLLA resorbable | >0.8mm thick, 1-10cm² | KLS MARTIN AUSTRALIA PTY LIMITED |  | Change to Group benefit
WM001 | 07 - Plastic and Reconstructive | Osteomesh | A scaffold bone void filler used to fill cranial defects. | Length (mm) 20-60 Height (mm) 1-5 Width (mm) 10-30 | OSTEOPORE AUSTRALASIA PTY LTD |  | Change to Group benefit
WM004 | 07 - Plastic and Reconstructive | Osteoplug | A bone void filler indicated for the repair of neurosurgical burr holes and other cranial defects. It is used to aid closure of post trephination burr hole defects. | Length 8-100(mm): Width 2-10(mm) Height 4-5 (mm) | OSTEOPORE AUSTRALASIA PTY LTD |  | Change to Group benefit
WM005 | 07 - Plastic and Reconstructive | Osteoplug-C | A Bone void filler indicated for the repair of neurosurgical burr holes. | Length 8-15 (mm): Width 8-15 (mm):Height 4-5 (mm) | OSTEOPORE AUSTRALASIA PTY LTD |  | Change to Group benefit
KT015 | 07 - Plastic and Reconstructive | Martin Level One Fixation Resorb x & SonicWeld Rx | Mesh, PDLLA (resorbable) | >0.80mm thick, 11 to 25cm² area | KLS MARTIN AUSTRALIA PTY LIMITED |  | Change to Group benefit
WM002 | 07 - Plastic and Reconstructive | Osteomesh | A scaffold bone void filler used to fill cranial defects | Length (mm): 35-60 Height (mm): 1-5 Width (mm): 15-50 | OSTEOPORE AUSTRALASIA PTY LTD |  | Change to Group benefit
SY699 | 07 - Plastic and Reconstructive | SynPOR | Anatomical Porous Polyethylene with Titanium | 08.mm - 1.5mm thick | JOHNSON & JOHNSON MEDICAL PTY LTD |  | Change to Group benefit
HW444 | 07 - Plastic and Reconstructive | E-POR Biomaterial/ Panel - Porous Polyethlene Titanium Mesh Composite | Panel - Porous Polyethylene Titanium Mesh Composite | 0.5mm-0.8mm thick, 76mm x 50mm | STRYKER AUSTRALIA PTY LTD |  | Change to Group benefit
SY697 | 07 - Plastic and Reconstructive | SynPOR | Porous Polyethylene with Titanium | > 08.mm thick | JOHNSON & JOHNSON MEDICAL PTY LTD |  | Change to Group benefit
SK515 | 07 - Plastic and Reconstructive | Nasal Sheet (Strut). | Nasal Sheet (Strut). Model 9536 | Nasal Sheet (Strut): 40 x 9 x 1.1mm | STRYKER AUSTRALIA PTY LTD |  | Change to Group benefit
NW005 | 07 - Plastic and Reconstructive | OsseoGuard Resorbable Collagen Membrane | Dental Resorbable Collagen Membrane | 15mm x 20mm, 20mm x 30mm, 30mm x 40mm | BIOMET 3I AUSTRALIA PTY LIMITED |  | Change to Group benefit
NW009 | 07 - Plastic and Reconstructive | Biomend & Biomend Extend Collagen Membrane | Absorbable Collagen membrane | 15mm x 20mm 20mm x 30mm 30mm x 40mm | BIOMET 3I AUSTRALIA PTY LIMITED |  | Change to Group benefit
FV011 | 07 - Plastic and Reconstructive | Ossix Plus | Ossix Plus is a resorbable collagen membrane intended for use during the process of guided bone regeneration (GBR) and guided tissue regeneration (GTR) as a biodegradable barrier. | 15 x 25mm, 25 x 30mm, 30 x 40mm | DENTSPLY SIRONA PTY LIMITED |  | Change to Group benefit
FV012 | 07 - Plastic and Reconstructive | OSSIX Volumax | A resorbable collagen membrane intended for use during the process of guided bone regeneration (GBR) and guided tissue regeneration (GTR) as a biodegradable barrier. | 10 x 12.5mm 15 x 25mm 25 x 30mm 10 x 40mm | DENTSPLY SIRONA PTY LIMITED |  | Change to Group benefit
GI014 | 07 - Plastic and Reconstructive | Geistlich Mucograft, Geistlich Mucograft Seal | Collagen Matrix | 15mm x 20mm, 20mm x 30mm, diameter 8mm, diameter 12mm | GEISTLICH PHARMA AUSTRALIA PTY LTD |  | Change to Group benefit
GI019 | 07 - Plastic and Reconstructive | Geistlich Bio-Gide Perio / Geistlich Bio-Gide Compressed | Geistlich Bio-Gide Perio and Geistlich Bio-Gide Compressed are collagen membranes containing porcine collagen in a bilayer structure. Geistlich Bio-Gide Perio is used for guided bone regeneration and is especially indicated for periodontal bone defects in oral and maxillofacial surgery. Geistlich Bio-Gide Compressed is intended to be used as a barrier membrane in the regeneration of bone defects. | 16 x 22 mm, 13 x 25 mm, 20 x 30 mm | GEISTLICH PHARMA AUSTRALIA PTY LTD |  | Change to Group benefit
GI020 | 07 - Plastic and Reconstructive | Geistlich Bio-Gide Shape | Geistlich Bio-Gide Shape is intended to be used as a barrier membrane in the regeneration of bone defects and used after bone grafting procedures in extraction sockets. Because of its elasticity, Geistlich Bio-Gide Shape should be used in combination with void-filling bone graft materials such as autologous bone or bone substitutes (e.g. Geistlich Bio-Oss / Geistlich Bio-Oss Collagen) whenever possible. The porous surface, facing the bone, allows the ingrowth of bone-forming cells. The dense surface, facing the soft tissue, prevents the ingrowth of fibrous tissue into the bone defect. | 14 x 24 mm | GEISTLICH PHARMA AUSTRALIA PTY LTD |  | Change to Group benefit
GI021 | 07 - Plastic and Reconstructive | Geistlich Bio-Gide | Geistlich Bio-Gide is a collagen membrane containing porcine collagen in a bilayer structure. It is used for guided bone regeneration and peridontal tissue regeneration in oral and maxillofacial surgery. | 13 x 25 mm, 25 x 25 mm, 30 x 40 mm | GEISTLICH PHARMA AUSTRALIA PTY LTD |  | Change to Group benefit
HD027 | 07 - Plastic and Reconstructive | BioHorizons Mem-Lok Pliable | Mem-Lok Pliable is a strong, conformable collagen barrier membrane manufactured from highly purified porcine tissue. Predictable resorption time is 12-16 weeks. Used for guided bone regeneration and periodontal tissue regeneration in oral and maxillofacial surgery. | 15mm x 20mm 20mm x 30mm 30mm x 40mm | Henry Schein-Halas Pty Ltd |  | Change to Group benefit
HD029 | 07 - Plastic and Reconstructive | BioHorions Mem-Lok RCM | Mem-Lok Resorbable Collagen Matrix is engineered from highly purified, Type I bovine collagen to provide a predictable resorption period and ensure optimal bone regeneration in periodontal, implantology or maxillofacial surgery. | 15mm x 20mm 20mm x 30mm 30mm x 40mm | Henry Schein-Halas Pty Ltd |  | Change to Group benefit
IF003 | 07 - Plastic and Reconstructive | Regaurde Resorbable Collagen Membrane | Collagen dental regeneration membrane | 15x20mm, 20x30mm, 30x40mm | Implant Direct Oceania Pty Limited |  | Change to Group benefit
KT033 | 07 - Plastic and Reconstructive | Martin Level One Fixation Resorb x & SonicWeld | Reconstruction sheet not mesh PDLLA (resorbable) | 25x25mm-0.1mm | KLS MARTIN AUSTRALIA PTY LIMITED |  | Change to Group benefit
MV020 | 07 - Plastic and Reconstructive | BVital Form RCM | Resorbable Collagen Dental Membrane | (15-30)mm x (20-40)mm sheet | MORE GROUP PTY LTD |  | Change to Group benefit
OK007 | 07 - Plastic and Reconstructive | Neomem FLEXPLUS | Resorbable Collagen Membrane | 15 x 20mm, 20 x 30mm, 30 x 40mm | MY BIOLOGICS PTY LTD |  | Change to Group benefit
NJ013 | 07 - Plastic and Reconstructive | NeoGen Collagen membrane | NeoGen Collagen Flex is a bioresorbable, implantable collagen material that is intended for use in oral surgical procedures as a resorbable membrane material for use in simultaneous use of guided bine regeneration (GBR) - membrane and implants; augmentation around implants placed in immediate extraction sockets; augmentation around implants placed in delayed extraction sockets; localized ridge augmentation for later implantation; alveolar ridge reconstruction for prosthetic treatment; filling of bone defects after root resection, cystectomy or removal of retained teeth; guided bone regeneration in dehiscence defects and guided tissue regeneration procedures in periodontal defects | Small 20mm x15mm Medium 30mm x 20mm Large 40mm x 30mm | Neoss Australia Pty Ltd |  | Change to Group benefit
NR015 | 07 - Plastic and Reconstructive | creos xenoprotect | creos xenoprotect is a resorbable dental membrane. A resorbable collagen membrane is used for guided bone regeneration (GBR) and guided tissue regeneration (GTR) procedures. It's composed of a network of interwoven, highly purified porcine collagen and elastin fibers, providing the membrane with high mechanical strength. | 15 x 20mm 25 x 30mm 30 x 40mm | Nobel Biocare Australia Pty Ltd |  | Change to Group benefit
VQ001 | 07 - Plastic and Reconstructive | CelGro Dental and Striate+ | Resorbable collagen barrier membrane | 15mm x 20mm, 20 x 30mm, 30mm x 40mm, 40mm x 50mm | ORTHOCELL LIMITED |  | Change to Group benefit
IC004 | 07 - Plastic and Reconstructive | ZenGuard | ZenGuard Resorbable Membrane is a conformable Collagen Membrane derived from purified porcine peritoneum to aid in wound healing | 15x 20mm 20x 30mm 30x 40mm | Southern Implants Australia Pty Ltd |  | Change to Group benefit
SB014 | 07 - Plastic and Reconstructive | Jason membrane | Resorbable collagen membrane for dental regeneration | 15 x 20mm, 20 x 30mm, 30 x 40mm | STRAUMANN PTY LTD |  | Change to Group benefit
SB034 | 07 - Plastic and Reconstructive | mucoderm® | mucoderm® is a collagen matrix of porcine derived dermis indicated for dental regeneration of soft tissue defects and regenerating soft tissues around teeth or dental implants to act as a scaffold and assist in the revascularisation of the tissue. | 15x20mm 20x30mm 30x40mm | STRAUMANN PTY LTD |  | Change to Group benefit
MN196 | 07 - Plastic and Reconstructive | Matrix Plate | Burr Hole Plates | 12 to 24mm | JOHNSON & JOHNSON MEDICAL PTY LTD |  | Change to ARTG, Change to Group benefit
KT010 | 07 - Plastic and Reconstructive | Martin Level One Fixation | Plate, titanium | <0.5mm thick, 4 to 7 holes | KLS MARTIN AUSTRALIA PTY LIMITED |  | Change to Group benefit
LH495 | 07 - Plastic and Reconstructive | Martin Level One Fixation | Plate, titanium | <0.5mm thick, 4 to 7 holes | LIFEHEALTHCARE PTY LIMITED |  | Change to Group benefit
WT001 | 07 - Plastic and Reconstructive | EvoFix Low Profile Burrhole Plate | Titanium craniofacial fixation plates | <0.5mm thick, 4-7 holes | MEDIGROUP TECHNOLOGIES PTY LTD |  | Change to Group benefit
UT028 | 07 - Plastic and Reconstructive | SCS Interlink Plate - Burr Hole/Drainage Burr Hole | Titanium burr hole plate, drainage burr hole plate | 0.4mm thick; Diameter: 12mm, 16mm, 18mm, 22mm, | SOUTHERN CROSS SURGICAL PTY LTD |  | Change to Group benefit
BB414 | 07 - Plastic and Reconstructive | Aesculap Neuro Plating System | Cranial fixation system, internal fracture, non biodegradable. Consists of screws, plates. | Plate Neuro, 8 - 10 hole, 28mm - 43.9mm x 3.4mm - 14mm. | B BRAUN AUSTRALIA PTY LTD |  | Change to Group benefit
SY563 | 07 - Plastic and Reconstructive | Matrix | Micor Orbital curved plate | 12 hole | JOHNSON & JOHNSON MEDICAL PTY LTD |  | Change to Group benefit
LH504 | 07 - Plastic and Reconstructive | Martin Osteosynthesis 1.5mm System 8-15 hole plate | Plate, Titanium | <0.5mm thick, 8-15 holes | LIFEHEALTHCARE PTY LIMITED |  | Change to Group benefit
BB413 | 07 - Plastic and Reconstructive | Aesculap Neuro Plating System | Cranial fixation system, internal fracture, non biodegradable. | One size | B BRAUN AUSTRALIA PTY LTD |  | Change to Group benefit
SY558 | 07 - Plastic and Reconstructive | Matrix | Micro Adaption, Strut Plates | 18-20 hole | JOHNSON & JOHNSON MEDICAL PTY LTD |  | Change to Group benefit
LH506 | 07 - Plastic and Reconstructive | Martin Osteosynthesis 1.5mm System 16-32 hole plate | Plate, Titanium | <0.5mm thick, 16-32 holes | LIFEHEALTHCARE PTY LIMITED |  | Change to Group benefit
JK015 | 07 - Plastic and Reconstructive | Plates | Micro, Midface & Mini | Straight Plate - 2 Hole, Plate < 4 holes. | ALLIED SCIENTIFIC PRODUCTS PTY LTD |  | Change to Group benefit
SY512 | 07 - Plastic and Reconstructive | AO/ASIF Plate | Rapid resorbable reconstruction plate | <4 holes | JOHNSON & JOHNSON MEDICAL PTY LTD |  | Change to Group benefit
KT024 | 07 - Plastic and Reconstructive | Martin Micro Plate Osteosynthesis System | 1.5mm system Straight Plate Titanium | 2 hole, 0.6mm profile | KLS MARTIN AUSTRALIA PTY LIMITED |  | Change to Group benefit
LH502 | 07 - Plastic and Reconstructive | Martin Osteosynthesis 1.5mm System 2 hole plate | Plate, 0.6mm thick, titanium | 2-4 hole | LIFEHEALTHCARE PTY LIMITED |  | Change to Group benefit
MC867 | 07 - Plastic and Reconstructive | TiMesh Rigid Fixation Bone Grafting and Plating System | Titanium, Plate | Ohata Tristar 8.4 10mm, < 4 hole | MEDTRONIC AUSTRALASIA PTY LTD |  | Change to Group benefit
MC872 | 07 - Plastic and Reconstructive | TiMesh Rigid Fixation Bone Grafting and Plating System | Titanium, Straight Plate | < 4 holes | MEDTRONIC AUSTRALASIA PTY LTD |  | Change to Group benefit
MC908 | 07 - Plastic and Reconstructive | Timesh | Rigid Straight Plates | < 4 holes | MEDTRONIC AUSTRALASIA PTY LTD |  | Change to Group benefit
UT027 | 07 - Plastic and Reconstructive | SCS Interlink Plate - 2-hole | Titanium 2-hole plate | 0.6mm x 15mm, 0.6mm x 17mm | SOUTHERN CROSS SURGICAL PTY LTD |  | Change to Group benefit
HW497 | 07 - Plastic and Reconstructive | Stryker Leibinger Plating System | Fracture or reconstruction plates | 0.5 - 0.99mm thick, &lt;4 holes | STRYKER AUSTRALIA PTY LTD |  | Change to Group benefit
BI677 | 07 - Plastic and Reconstructive | W Lorenz Osteosynthesis System | Plate, Neuro Straight, 1.5mm System, Titanium | 2 hole (medium or long) | ZIMMER BIOMET PTY LTD |  | Change to Group benefit
ZZ061 | 07 - Plastic and Reconstructive | Lyka Smith Jeil Le Forte Locking Plates 8-32 holes | Titanium locking plates for craniofacial reconstruction | Thickness - 0.8mm Holes - 8-32 | AA-Med Pty Ltd |  | Change to Group benefit
EO127 | 07 - Plastic and Reconstructive | MODUS Intermaxillary Fixation System | Titanium Arch Bar | One size | MEDARTIS AUSTRALIA & NEW ZEALAND PTY LTD |  | Change to Group benefit
MC869 | 07 - Plastic and Reconstructive | TiMesh Rigid Fixation Bone Grafting and Plating System | Titanium, Plate | Ohata Kerf Cover, 5 - 32 hole | MEDTRONIC AUSTRALASIA PTY LTD |  | Change to Group benefit
HW486 | 07 - Plastic and Reconstructive | Stryker Leibinger Hybrid MMF Plate | SMARTLOCK Hybrid MMF Plate, Locking System - Universal SMARTLOCK Hybrid MMF Component - MMF Plate | One size - 9 Hole Straight Plate, for maxilla and Mandible | STRYKER AUSTRALIA PTY LTD |  | Change to Group benefit
HW504 | 07 - Plastic and Reconstructive | Stryker Leibinger Plating System | Craniofacial Locking Fixation Plates | 0.5 - 0.99mm thick, 8 -32 holes | STRYKER AUSTRALIA PTY LTD |  | Change to Group benefit
SK355 | 07 - Plastic and Reconstructive | Universal Neuro Titanium Low Profile Plate | Titanium Low Profile plates used for the fixation of cranial bone flaps | Small, large, 20mm burr hole, 16 hole without bar | STRYKER AUSTRALIA PTY LTD |  | Change to Group benefit
ZI923 | 07 - Plastic and Reconstructive | OmniMax Arch Bar | Arch Bar | One size | ZIMMER BIOMET PTY LTD |  | Change to Group benefit
SY514 | 07 - Plastic and Reconstructive | AO/ASIF Plate | Rapid resorbable reconstruction plate | >32 holes | JOHNSON & JOHNSON MEDICAL PTY LTD |  | Change to Group benefit
WU005 | 07 - Plastic and Reconstructive | CPS Bioabsorbable Fixation System | CPS Systems and Baby System Plates. Polylactic Acid Trimethylene Carbonate Copolymer | 1.5-2.5mm plates:- 2-10 hole plates and extended, c-plate & x-plate 7 hole, H-plate 8 hole, orthognathic hole and L-plate L & R 7 hole | NATON MEDICAL AUS PTY LTD |  | Change to Group benefit
ZZ086 | 07 - Plastic and Reconstructive | Materialise Standard+ Solutions - Plates | Titanium plate | 1.0-1.99mm thick, 4-7 holes | AA-Med Pty Ltd |  | Change to Group benefit
ZZ087 | 07 - Plastic and Reconstructive | Materialise Standard+ Solutions - Plates | Titanium plate, Locking | 1.0-1.99mm thick, 4-7 holes | AA-Med Pty Ltd |  | Change to Group benefit
JK024 | 07 - Plastic and Reconstructive | OsteoMed Plating & Fixation System | Plates - Fracture | 1.0-1.99mm thick, 4-7 holes | ALLIED SCIENTIFIC PRODUCTS PTY LTD |  | Change to Group benefit
JK025 | 07 - Plastic and Reconstructive | OsteoMed Plating & Fixation System | Plates - Fracture | 8 Hole Fracture Plate, 4 & 6 hole locking fracture plate, 4 to 7 hole locking plate. | ALLIED SCIENTIFIC PRODUCTS PTY LTD |  | Change to Group benefit
SY498 | 07 - Plastic and Reconstructive | AO/ASIF Plate | Mandible plate | 4-7 holes | JOHNSON & JOHNSON MEDICAL PTY LTD |  | Change to Group benefit
SY587 | 07 - Plastic and Reconstructive | AO/ASIF Plate | Titanium mandible locking plate, complex shape | 4-7 holes | JOHNSON & JOHNSON MEDICAL PTY LTD |  | Change to Group benefit
KT012 | 07 - Plastic and Reconstructive | Martin Level One Fixation Resorb x & SonicWeld Rx | Mesh, PDLLA (resorbable) | 1.0 to 1.99mm thick, 4 to 7 holes | KLS MARTIN AUSTRALIA PTY LIMITED |  | Change to Group benefit
KT043 | 07 - Plastic and Reconstructive | Martin Level One Fixation | Plate Titanium locking | 1.0 to 1.99 mm thick, 4 - 7 holes | KLS MARTIN AUSTRALIA PTY LIMITED |  | Change to Group benefit
KT059 | 07 - Plastic and Reconstructive | Martin Level One Fixation Plate | Martin Level One Fixation | 1.0-1.99mm thick, 4-7 holes | KLS MARTIN AUSTRALIA PTY LIMITED |  | Change to Group benefit
LH513 | 07 - Plastic and Reconstructive | Martin Osteosynthesis 1.5mm System Mesh 1mm 4-7 hole plate | Plate, Titanium | 1.0-1.99mm thick, 4-7 holes | LIFEHEALTHCARE PTY LIMITED |  | Change to Group benefit
MC517 | 07 - Plastic and Reconstructive | TiMesh | Mandibular "J" Plate | One size only | MEDTRONIC AUSTRALASIA PTY LTD |  | Change to Group benefit
WU006 | 07 - Plastic and Reconstructive | CPS Bioabsorbable Fixation System | CPS Systems and Baby System Plates. Polylactic Acid Trimethylene Carbonate Copolymer | 1.5mm plates:- 20 holes, c-plate & x-plate 7 hole, L-plate 7 hole L & R. burrhole | NATON MEDICAL AUS PTY LTD |  | Change to Group benefit
HW493 | 07 - Plastic and Reconstructive | Stryker Leibinger Plating System | Mandible Locking Fixation Plates | 1.0 -1.9mm thick, 4 - 7 holes | STRYKER AUSTRALIA PTY LTD |  | Change to Group benefit
ZA009 | 07 - Plastic and Reconstructive | Mandibular Fracture System | plates, various shapes | 4-7 holes | ZIMMER BIOMET PTY LTD |  | Change to Group benefit
ZZ089 | 07 - Plastic and Reconstructive | Materialise Standard+ Solutions - Plates | Titanium plate | 1.0-1.99mm thick, 8-15 holes | AA-Med Pty Ltd |  | Change to Group benefit
JK027 | 07 - Plastic and Reconstructive | Plates | Mini & Maxi | 12 Hole Straight Plate 1.0 mm thick, 8 Hole Straight Plate 1.0 mm thick, Plates 8 to 15 holes | ALLIED SCIENTIFIC PRODUCTS PTY LTD |  | Change to Group benefit
SY508 | 07 - Plastic and Reconstructive | AO/ASIF Plate | Rapid resorbable reconstruction plate | 8-15 holes | JOHNSON & JOHNSON MEDICAL PTY LTD |  | Change to Group benefit
KT036 | 07 - Plastic and Reconstructive | Martin Level One Fixation Resorb x & Sonic Weld | Plate PDLLA (resorbable) | 1.0 to 1.99mm thick, 8 to 15 holes | KLS MARTIN AUSTRALIA PTY LIMITED |  | Change to Group benefit
KT056 | 07 - Plastic and Reconstructive | Martin Level One Fixation | Plate ,Titanium | 1.0 to 1.99mm thick, 8 -15 holes | KLS MARTIN AUSTRALIA PTY LIMITED |  | Change to Group benefit
LH514 | 07 - Plastic and Reconstructive | Martin Osteosynthesis 1.5mm System 1mm 8-15 hole plate | Plate, Titanium | 1.0-1.99mm thick, 8-15 holes | LIFEHEALTHCARE PTY LIMITED |  | Change to Group benefit
EO099 | 07 - Plastic and Reconstructive | MODUS Orthognathics | Indication-specific solutions for maxillary and mandibular orthognathic surgeries | 2.0mm | MEDARTIS AUSTRALIA & NEW ZEALAND PTY LTD |  | Change to Group benefit
MC522 | 07 - Plastic and Reconstructive | TiMesh | Curved Plate: Standard, Rigid, Left, Right | 1mm x 12 holes | MEDTRONIC AUSTRALASIA PTY LTD |  | Change to Group benefit
WU007 | 07 - Plastic and Reconstructive | CPS Bioabsorbable Fixation System | OTPS fixation system: PLGA/TMC copolymer | Plates 6 & 8 hole | NATON MEDICAL AUS PTY LTD |  | Change to Group benefit
HW508 | 07 - Plastic and Reconstructive | Stryker Leibinger Plating System | Mandible Locking Fixation Plates | 1.0 - 1.99mm thick, 8 - 15 holes | STRYKER AUSTRALIA PTY LTD |  | Change to Group benefit
ZI970 | 07 - Plastic and Reconstructive | Mandibular Fracture System | Mandibular fracture plates | 8-15 holes | ZIMMER BIOMET PTY LTD |  | Change to Group benefit
SY493 | 07 - Plastic and Reconstructive | AO/ASIF Plate | Titanium Mandibular locking plate, complex shape | 16-32 holes | JOHNSON & JOHNSON MEDICAL PTY LTD |  | Change to Group benefit
EO121 | 07 - Plastic and Reconstructive | MODUS Mandible | Titanium Mandibular locking plates, complex shape | 16-20 holes, 1.3-1.5mm thickness. | MEDARTIS AUSTRALIA & NEW ZEALAND PTY LTD |  | Change to Group benefit
SY700 | 07 - Plastic and Reconstructive | AO/ASIF Plate | Titanium Mandibular locking plate, complex shape | >32 holes | JOHNSON & JOHNSON MEDICAL PTY LTD |  | Change to Group benefit
SY550 | 07 - Plastic and Reconstructive | Titanium Sternal Fixation System | Locking Plate - Star | Star: 6 holes | JOHNSON & JOHNSON MEDICAL PTY LTD |  | Change to Group benefit
PF027 | 07 - Plastic and Reconstructive | ClawLink | A patented complex sternal fixation system for thoracotomy | 18-50mm | Perios Pty Ltd |  | Change to Group benefit
KT061 | 07 - Plastic and Reconstructive | Martin Level One Fixation | Plate, Titanium | ≥3mm thick, 16 to 32 Holes | KLS MARTIN AUSTRALIA PTY LIMITED |  | Change to Group benefit
SY590 | 07 - Plastic and Reconstructive | AO/ASIF Screw | Cortex, Cortical, Emergency, Self-tapping, Self-drilling; Low Profile, Pure Titanium; Matrix Plating System Titanium Alloy, | 1.25-3.24mm | JOHNSON & JOHNSON MEDICAL PTY LTD |  | Change to ARTG
KT040 | 07 - Plastic and Reconstructive | Martin Level One Fixation Resorb x & Sonic Weld | Sonic Pin PDDLA (resorbable) | Diameter 1.25 - 3.24mm | KLS MARTIN AUSTRALIA PTY LIMITED |  | Change to Group benefit
WU009 | 07 - Plastic and Reconstructive | CPS Bioabsorbable Fixation System | OTPS fixation system: PLGA/TMC copolymer | Screws 1.5 - 2.5mm dia x 5-8mm long | NATON MEDICAL AUS PTY LTD |  | Change to Group benefit
HW510 | 07 - Plastic and Reconstructive | Delta Resorbable Fixation System | Resorbable Screws | 1.7mm diameter, 3 -6mm length | STRYKER AUSTRALIA PTY LTD |  | Change to Group benefit
HQ002 | 07 - Plastic and Reconstructive | SURGITIME PTFE | Surgitime PTFE is a synthetic non-absorbable membrane that is 100% biocompatible and not derived from animal source. This Membrane is considered to be a barrier for tissue regeneration. polytetraflouroethylene membranes or mechanical barriers for guided bone regeneration are used to prevent migration of cells from epithelial and connective tissues, thus providing a proper space for the formation of a natural fibrin structure which is the bone tissue precursor. Surgitime PTFE are a high-density sheet with a surface structure and porosity suitable to prevent intergration and passage of bacteria within the interstices of the material, and simultaneously facilitate adhesion of the host cells and the material. | 30x20mm- Thickness 0,10mm 30x20mm- Thickness 0,25mm | BioMeDent Pty Limited |  | Change to Group benefit
NJ010 | 07 - Plastic and Reconstructive | Neoss Ti Reinforced Membrane - S I, Neoss Ti Reinforced Membrane - M I, Neoss Non- Reinforced Membra | Neoss Ti Reinforced membrane NeoGen is an implantable temporary non-resorbable device (membrane) for use as a spacer creation barrier in the treatment of local defects in the oral cavity in conjunction with tissue regeneration or augmentation. Neoss membranes are intended to be submerged and clinically implanted more than 30 days with an expected duration of implantation up of 6 months. | 28.7mm x 18mm, 0.3mm thick (Reinforced S I) 30.4mm x 19.4mm, 0.3 thick (Reinforced M I) 29mm x 14mm, 0.3mm thick (Non-reinforced) | Neoss Australia Pty Ltd |  | Change to Group benefit
NJ011 | 07 - Plastic and Reconstructive | Neoss Ti Reinforced Membrane - L I, Neoss Ti Reinforced Membrane - M | Neoss Ti Reinforced membrane NeoGen is an implantable temporary non-resorbable device (membrane) for use as a spacer creation barrier in the treatment of local defects in the oral cavity in conjunction with tissue regeneration or augmentation. Neoss membranes are intended to be submerged and clinically implanted more than 30 days with an expected duration of implantation up of 6 months. | 35.9mm x 21.2mm, 0.3mm thick (L I) 32.2mm x 22mm, 0.3mm thick (M) | Neoss Australia Pty Ltd |  | Change to Group benefit
NJ012 | 07 - Plastic and Reconstructive | Neoss Non-Reinforced Membrane, Neoss Ti Reinforced Membrane - L, XL | Neoss Ti Reinforced membrane NeoGen is an implantable temporary non-resorbable device (membrane) for use as a spacer creation barrier in the treatment of local defects in the oral cavity in conjunction with tissue regeneration or augmentation. Neoss membranes are intended to be submerged and clinically implanted more than 30 days with an expected duration of implantation up of 6 months. | 34mm x 25mm, 0.3mm thick and 46mm x 32mm, 0.3mm thick | Neoss Australia Pty Ltd |  | Change to Group benefit
DE806 | 07 - Plastic and Reconstructive | Su-Por Chin Two Piece Anatomical contour. | An implantable device intended to support, contour, and provide structure for the chin. Made of high density polyethylene material with an interconnecting pore structure that supports tissue ingrowth. The device is available in various shapes and can be cut by the surgeon to meet the patient's specific needs. | 3mm, 5mm, 7mm, 9mm | DEVICE TECHNOLOGIES AUSTRALIA PTY. LTD. |  | Change to Group benefit
SY782 | 07 - Plastic and Reconstructive | SynPOR | Porous Polyethylene Chin Implant | 4-9mm | JOHNSON & JOHNSON MEDICAL PTY LTD |  | Change to Group benefit
HW412 | 07 - Plastic and Reconstructive | Chins | Extended chin implants: Round RZ (Models 8313 - 8315) and extended square RZ (Models 8316, 8318). Two piece chin design (Models 8320 - 8322). Single piece chin design, contoured (Models 7520 - 7522). Additional chin shapes (Models 6341 - 6344) Contoured t | Extended chin Implants design RZ round small: 45 x 47 x 3mm, medium 45 x 47 x 5mm, large 45 x 47 x 7mm; Extneded Chin Implants square small 45 x 47 x3mm; Medium 45 x 47 x 5mm; Large 45 x 47 x 7mm; Two piece design small 46 x 33 x 5mm; Medium 56 x 36 x 7mm | STRYKER AUSTRALIA PTY LTD |  | Change to Group benefit
SY777 | 07 - Plastic and Reconstructive | ProPlan | Patient Specific Cranical Surgical Guides, Implants | Custom | JOHNSON & JOHNSON MEDICAL PTY LTD | Prescribed List reimbursement is restricted to the use of the device in craniomaxillofacial surgery procedures involving insertion of an implantable medical device, where that implantable device is listed in either sub-category 07.01 - Craniomaxillofacial Reconstruction & Fixation, or 07.02 – Craniomaxillofacial Implants, or 07.04 – Distractor Systems of Schedule 1, or sub-category 07.03 - Dental Implants, but only if the implantable medical device is explicitly identified in the product name or description of the billing code for the surgical guide or biomodel and is used in hospital. Not limiting the above, for a claim for any implantation procedure (defined by the respective MBS items stated in the claim) for a patient, the Prescribed List reimbursement is limited to 3 or less PL benefits for any billing codes for surgical guides or biomodels, or no more than 6 benefits if both surgical guides and biomodels (maximum 3 for each) have been used in an implantation procedure for a patient. This restriction is not impacted by a number of devices implanted during a procedure. The condition is taking effect on 1 February 2024. | Change to Group benefit
HW420 | 07 - Plastic and Reconstructive | Ear Reconstruction | Porus Polyethylene. Helical rim, models 8328 and 8329 | Helical rim: 37 x 62mm | STRYKER AUSTRALIA PTY LTD |  | Change to Group benefit
HW432 | 07 - Plastic and Reconstructive | Ear Reconstruction | Porus Polyethylene. Ear base left and right, models 7542 and 7525 - 7527. Ear base extended left and right, models 8330 and 8331. | Ear base: 29 x 55 x 13mm, 32 x 65 x 16mm. Ear base extended: 30 x 60mm. | STRYKER AUSTRALIA PTY LTD |  | Change to Group benefit
ZZ097 | 07 - Plastic and Reconstructive | Materialise PorousiTi - Mandible | Patient specific Titanium 3D printed implant for mandible | Personalized so the size is variable | AA-Med Pty Ltd |  | Change to Group benefit
JK039 | 07 - Plastic and Reconstructive | Osteo Plating & Fixation System | Plates - Reconstruction | 5 x 20 x 5 Hole Full Mandible Plate; 5 x 16 x 5 Hole Full Mandible Plate; Mandible, Full | ALLIED SCIENTIFIC PRODUCTS PTY LTD |  | Change to Group benefit
SY824 | 07 - Plastic and Reconstructive | OBL PorousiTi Patient Specific Implant - Mandible | Patient specific implant for mandible constructed of PourousiTi | The model is custom made so size will vary | JOHNSON & JOHNSON MEDICAL PTY LTD |  | Change to Group benefit
EO120 | 07 - Plastic and Reconstructive | MODUS Mandible | Locking Plates - Mandibular Reconstruction | 6+19+6 Hole, Full Mandible Plate | MEDARTIS AUSTRALIA & NEW ZEALAND PTY LTD |  | Change to Group benefit
MC513 | 07 - Plastic and Reconstructive | TiMesh | Full Mandible | One size only | MEDTRONIC AUSTRALASIA PTY LTD |  | Change to Group benefit
ZZ044 | 07 - Plastic and Reconstructive | OrthoTin TMJ Fossa Component | Titanium fossa component with UHMWPE bearing surface | The device is custom made so the size will vary | AA-Med Pty Ltd |  | Change to Group benefit
OG003 | 07 - Plastic and Reconstructive | OMX Solutions Melbourne TMJ Glenoid Fossa Component | Universal glenoid fossa component constructed of UHMWP | The device is custom made so the size will vary. | MAXONIQ PTY LTD |  | Change to Group benefit
SF131 | 07 - Plastic and Reconstructive | Melbourne TMJ Prosthesis | TMJ Fossa component | One Size | SIGNATURE ORTHOPAEDICS PTY LTD |  | Change to Group benefit
BI569 | 07 - Plastic and Reconstructive | TMJ System | Fossa Component, Left or Right; Titanium, UHMWPE | Small, Medium Large | ZIMMER BIOMET PTY LTD |  | Change to Group benefit
ZZ045 | 07 - Plastic and Reconstructive | OrthoTin TMJ Ramus Component | TiN coated titanium mandibular ramus | The device is custom made so the size will vary | AA-Med Pty Ltd |  | Change to Group benefit
ZZ048 | 07 - Plastic and Reconstructive | Lyka Smith Patient Specific Plate | 3D printed custom plate | The device is custom so the size will vary | AA-Med Pty Ltd |  | Change to Group benefit
ZZ098 | 07 - Plastic and Reconstructive | Materialise Titanium 3D Printed Plates | Patient specific Titanium 3D printed plates for maxillofacial applications | Personalized so the size is variable | AA-Med Pty Ltd |  | Change to Group benefit
JK041 | 07 - Plastic and Reconstructive | OsteoMed Plating & Fixation System | Plates - Reconstruction | 5 x 16 Hole plate Right & Left | ALLIED SCIENTIFIC PRODUCTS PTY LTD |  | Change to Group benefit
DZ097 | 07 - Plastic and Reconstructive | Patient Specific Biomodelled Plate | Patient Specific Biomodelled Plate | Patient Specific | AUSTRALIAN ORTHOPAEDIC FIXATIONS PTY LTD |  | Change to Group benefit
GI030 | 07 - Plastic and Reconstructive | Yxoss CBR | Yxoss CBR is a customized 3-D printed pure titanium or titanium alloys (certified medical grade 4) scaffold for use in craniofacial surgery, to regenerate complex alveolar bone in craniofacial bone rejuvenation and augmentation (Attachments 1 & 2). | Patient specific - size matches individual patient. | GEISTLICH PHARMA AUSTRALIA PTY LTD |  | Change to Group benefit
SY832 | 07 - Plastic and Reconstructive | SynpliciTi System - Plates | Patient specific plates for the mandible, maxilla and TMJ | The model is custom made so size will vary | JOHNSON & JOHNSON MEDICAL PTY LTD |  | Change to Group benefit
KT002 | 07 - Plastic and Reconstructive | UNIQOS custom Threadlock TS Mandible Reconstruction Plates | UNIQOS Custom Threadlock TS Mandible Reconstruction Plates | Custom-Patient Specific | KLS MARTIN AUSTRALIA PTY LIMITED |  | Change to Group benefit
KT095 | 07 - Plastic and Reconstructive | IPS Implants® – Patient-Specific Implants | IPS patient specific maxilla complex locking reconstruction plate | Custom made - patient specific | KLS MARTIN AUSTRALIA PTY LIMITED |  | Change to Group benefit
OG002 | 07 - Plastic and Reconstructive | OMX Solutions Melbourne TMJ Mandibular Ramus | Custom 3D printed mandible component constructed of titanium alloy | The device is custom made so the size will vary. | MAXONIQ PTY LTD |  | Change to Group benefit
OG005 | 07 - Plastic and Reconstructive | Custom Plate | A titanium plate designed to be attached to bone fragments with screws to bridge the fracture gap and shield the fracture site from stress as the bone heals. The device is used for fixation of maxillofacial, mandibular fractures and reconstructions. | Customised to patients | MAXONIQ PTY LTD |  | Change to Group benefit
MC512 | 07 - Plastic and Reconstructive | TiMesh | Maxillary Prosthesis | One size only | MEDTRONIC AUSTRALASIA PTY LTD |  | Change to Group benefit
MC515 | 07 - Plastic and Reconstructive | TiMesh | Hemimandible, Left/Right | One size only | MEDTRONIC AUSTRALASIA PTY LTD |  | Change to Group benefit
MC516 | 07 - Plastic and Reconstructive | TiMesh | Mandibular Symphysis | One size only | MEDTRONIC AUSTRALASIA PTY LTD |  | Change to Group benefit
RV016 | 07 - Plastic and Reconstructive | Patient Specific Implant | Patient Specific Implant | The device is custom made so the size will vary. | PERSONALISED SURGERY PTY LTD |  | Change to Group benefit
SF128 | 07 - Plastic and Reconstructive | Melbourne TMJ Prosthesis | TMJ Mandibular Component | S, M, L (Left & Right) | SIGNATURE ORTHOPAEDICS PTY LTD |  | Change to Group benefit
HW545 | 07 - Plastic and Reconstructive | Stryker Biomodelled Patient Specific Mandible Reconstruction Plate | Biomodelled Patient Specific Mandible Complex Locking Reconstruction Plate | Custom | STRYKER AUSTRALIA PTY LTD |  | Change to Group benefit
HW668 | 07 - Plastic and Reconstructive | Facial iD | Patient specific implants | These plates are patient specific - size will vary | STRYKER AUSTRALIA PTY LTD |  | Change to Group benefit
BI559 | 07 - Plastic and Reconstructive | TMJ System | Mandibular Component, Left or Right, Titanium | (40 - 60mm), 5-13 hole | ZIMMER BIOMET PTY LTD |  | Change to Group benefit
ZZ047 | 07 - Plastic and Reconstructive | OrthoTin Surgical Guide | Patient specific surgical guide | The device is custom so the size may vary | AA-Med Pty Ltd | Prescribed List reimbursement is restricted to the use of the device in craniomaxillofacial surgery procedures involving insertion of an implantable medical device, where that implantable device is listed in either sub-category 07.01 - Craniomaxillofacial Reconstruction & Fixation, or 07.02 – Craniomaxillofacial Implants, or 07.04 – Distractor Systems of Schedule 1, or sub-category 07.03 - Dental Implants, but only if the implantable medical device is explicitly identified in the product name or description of the billing code for the surgical guide or biomodel and is used in hospital. Not limiting the above, for a claim for any implantation procedure (defined by the respective MBS items stated in the claim) for a patient, the Prescribed List reimbursement is limited to 3 or less PL benefits for any billing codes for surgical guides or biomodels, or no more than 6 benefits if both surgical guides and biomodels (maximum 3 for each) have been used in an implantation procedure for a patient. This restriction is not impacted by a number of devices implanted during a procedure. The condition is taking effect on 1 February 2024. | Change to Group benefit
ZZ049 | 07 - Plastic and Reconstructive | Lyka Smith Patient Specific Guides | Patient specific surgical guide | The device is custom made so the size will vary. | AA-Med Pty Ltd | Prescribed List reimbursement is restricted to the use of the device in craniomaxillofacial surgery procedures involving insertion of an implantable medical device, where that implantable device is listed in either sub-category 07.01 - Craniomaxillofacial Reconstruction & Fixation, or 07.02 – Craniomaxillofacial Implants, or 07.04 – Distractor Systems of Schedule 1, or sub-category 07.03 - Dental Implants, but only if the implantable medical device is explicitly identified in the product name or description of the billing code for the surgical guide or biomodel and is used in hospital. Not limiting the above, for a claim for any implantation procedure (defined by the respective MBS items stated in the claim) for a patient, the Prescribed List reimbursement is limited to 3 or less PL benefits for any billing codes for surgical guides or biomodels, or no more than 6 benefits if both surgical guides and biomodels (maximum 3 for each) have been used in an implantation procedure for a patient. This restriction is not impacted by a number of devices implanted during a procedure. The condition is taking effect on 1 February 2024. | Change to Group benefit
HI006 | 07 - Plastic and Reconstructive | DDN Guide | Custom made patient specific guide for use with the STRAUMANN Implant System (SB024), (SB009), (SB015), (SB023), (SB008), (SB012), (SB018) | The device is custom made so the size will vary. | DIGITAL DENTAL NETWORK PTY LTD | Prescribed List reimbursement is restricted to the use of the device in craniomaxillofacial surgery procedures involving insertion of an implantable medical device, where that implantable device is listed in either sub-category 07.01 - Craniomaxillofacial Reconstruction & Fixation, or 07.02 – Craniomaxillofacial Implants, or 07.04 – Distractor Systems of Schedule 1, or sub-category 07.03 - Dental Implants, but only if the implantable medical device is explicitly identified in the product name or description of the billing code for the surgical guide or biomodel and is used in hospital. Not limiting the above, for a claim for any implantation procedure (defined by the respective MBS items stated in the claim) for a patient, the Prescribed List reimbursement is limited to 3 or less PL benefits for any billing codes for surgical guides or biomodels, or no more than 6 benefits if both surgical guides and biomodels (maximum 3 for each) have been used in an implantation procedure for a patient. This restriction is not impacted by a number of devices implanted during a procedure. The condition is taking effect on 1 February 2024. | Change to Group benefit
SY778 | 07 - Plastic and Reconstructive | ProPlan | Pateint specific Maxillofacial Surgical Guides, Implants | Custom | JOHNSON & JOHNSON MEDICAL PTY LTD | Prescribed List reimbursement is restricted to the use of the device in craniomaxillofacial surgery procedures involving insertion of an implantable medical device, where that implantable device is listed in either sub-category 07.01 - Craniomaxillofacial Reconstruction & Fixation, or 07.02 – Craniomaxillofacial Implants, or 07.04 – Distractor Systems of Schedule 1, or sub-category 07.03 - Dental Implants, but only if the implantable medical device is explicitly identified in the product name or description of the billing code for the surgical guide or biomodel and is used in hospital. Not limiting the above, for a claim for any implantation procedure (defined by the respective MBS items stated in the claim) for a patient, the Prescribed List reimbursement is limited to 3 or less PL benefits for any billing codes for surgical guides or biomodels, or no more than 6 benefits if both surgical guides and biomodels (maximum 3 for each) have been used in an implantation procedure for a patient. This restriction is not impacted by a number of devices implanted during a procedure. The condition is taking effect on 1 February 2024. | Change to Group benefit
SY829 | 07 - Plastic and Reconstructive | Custom made plates (including Megaplates) – Surgical Guides | Surgical Guides for patient specific plates for the mandible and maxilla | The model is custom made so size will vary | JOHNSON & JOHNSON MEDICAL PTY LTD | Prescribed List reimbursement is restricted to the use of the device in craniomaxillofacial surgery procedures involving insertion of an implantable medical device, where that implantable device is listed in either sub-category 07.01 - Craniomaxillofacial Reconstruction & Fixation, or 07.02 – Craniomaxillofacial Implants, or 07.04 – Distractor Systems of Schedule 1, or sub-category 07.03 - Dental Implants, but only if the implantable medical device is explicitly identified in the product name or description of the billing code for the surgical guide or biomodel and is used in hospital. Not limiting the above, for a claim for any implantation procedure (defined by the respective MBS items stated in the claim) for a patient, the Prescribed List reimbursement is limited to 3 or less PL benefits for any billing codes for surgical guides or biomodels, or no more than 6 benefits if both surgical guides and biomodels (maximum 3 for each) have been used in an implantation procedure for a patient. This restriction is not impacted by a number of devices implanted during a procedure. The condition is taking effect on 1 February 2024. | Change to Group benefit
KT005 | 07 - Plastic and Reconstructive | UNIQOS Patient Specific Surgical guides | UNIQOS Patient Specific Surgical guides | Custom - Patient specific | KLS MARTIN AUSTRALIA PTY LIMITED | Prescribed List reimbursement is restricted to the use of the device in craniomaxillofacial surgery procedures involving insertion of an implantable medical device, where that implantable device is listed in either sub-category 07.01 - Craniomaxillofacial Reconstruction & Fixation, or 07.02 – Craniomaxillofacial Implants, or 07.04 – Distractor Systems of Schedule 1, or sub-category 07.03 - Dental Implants, but only if the implantable medical device is explicitly identified in the product name or description of the billing code for the surgical guide or biomodel and is used in hospital. Not limiting the above, for a claim for any implantation procedure (defined by the respective MBS items stated in the claim) for a patient, the Prescribed List reimbursement is limited to 3 or less PL benefits for any billing codes for surgical guides or biomodels, or no more than 6 benefits if both surgical guides and biomodels (maximum 3 for each) have been used in an implantation procedure for a patient. This restriction is not impacted by a number of devices implanted during a procedure. The condition is taking effect on 1 February 2024. | Change to Group benefit
OG001 | 07 - Plastic and Reconstructive | OMX Solutions patient Optimized Guide system | CT Based Patient Specific Surgical Guide | The device is patient specific so size will vary | MAXONIQ PTY LTD | Prescribed List reimbursement is restricted to the use of the device in craniomaxillofacial surgery procedures involving insertion of an implantable medical device, where that implantable device is listed in either sub-category 07.01 - Craniomaxillofacial Reconstruction & Fixation, or 07.02 – Craniomaxillofacial Implants, or 07.04 – Distractor Systems of Schedule 1, or sub-category 07.03 - Dental Implants, but only if the implantable medical device is explicitly identified in the product name or description of the billing code for the surgical guide or biomodel and is used in hospital. Not limiting the above, for a claim for any implantation procedure (defined by the respective MBS items stated in the claim) for a patient, the Prescribed List reimbursement is limited to 3 or less PL benefits for any billing codes for surgical guides or biomodels, or no more than 6 benefits if both surgical guides and biomodels (maximum 3 for each) have been used in an implantation procedure for a patient. This restriction is not impacted by a number of devices implanted during a procedure. The condition is taking effect on 1 February 2024. | Change to Group benefit
MV007 | 07 - Plastic and Reconstructive | MGuide | 3D printed surgical template | Custom-made, patient specific so size will vary | MORE GROUP PTY LTD | Prescribed List reimbursement is restricted to the use of the device in craniomaxillofacial surgery procedures involving insertion of an implantable medical device, where that implantable device is listed in either sub-category 07.01 - Craniomaxillofacial Reconstruction & Fixation, or 07.02 – Craniomaxillofacial Implants, or 07.04 – Distractor Systems of Schedule 1, or sub-category 07.03 - Dental Implants, but only if the implantable medical device is explicitly identified in the product name or description of the billing code for the surgical guide or biomodel and is used in hospital. Not limiting the above, for a claim for any implantation procedure (defined by the respective MBS items stated in the claim) for a patient, the Prescribed List reimbursement is limited to 3 or less PL benefits for any billing codes for surgical guides or biomodels, or no more than 6 benefits if both surgical guides and biomodels (maximum 3 for each) have been used in an implantation procedure for a patient. This restriction is not impacted by a number of devices implanted during a procedure. The condition is taking effect on 1 February 2024. | Change to Group benefit
UI001 | 07 - Plastic and Reconstructive | OsGuide | A non-sterile, custom-made surgical guide manufactured by 3-D printing and CAD/CAM techniques | Custom-made. Patient specific | SPECIFICA PTY LTD | Prescribed List reimbursement is restricted to the use of the device in craniomaxillofacial surgery procedures involving insertion of an implantable medical device, where that implantable device is listed in either sub-category 07.01 - Craniomaxillofacial Reconstruction & Fixation, or 07.02 – Craniomaxillofacial Implants, or 07.04 – Distractor Systems of Schedule 1, or sub-category 07.03 - Dental Implants, but only if the implantable medical device is explicitly identified in the product name or description of the billing code for the surgical guide or biomodel and is used in hospital. Not limiting the above, for a claim for any implantation procedure (defined by the respective MBS items stated in the claim) for a patient, the Prescribed List reimbursement is limited to 3 or less PL benefits for any billing codes for surgical guides or biomodels, or no more than 6 benefits if both surgical guides and biomodels (maximum 3 for each) have been used in an implantation procedure for a patient. This restriction is not impacted by a number of devices implanted during a procedure. The condition is taking effect on 1 February 2024. | Change to Group benefit
UI003 | 07 - Plastic and Reconstructive | DGUIDE | A custom made patient-specific and single-use aid, intended to be used in dental and craniomaxillofacial surgical procedures. | Patient specific | SPECIFICA PTY LTD | Prescribed List reimbursement is restricted to the use of the device in craniomaxillofacial surgery procedures involving insertion of an implantable medical device, where that implantable device is listed in either sub-category 07.01 - Craniomaxillofacial Reconstruction & Fixation, or 07.02 – Craniomaxillofacial Implants, or 07.04 – Distractor Systems of Schedule 1, or sub-category 07.03 - Dental Implants, but only if the implantable medical device is explicitly identified in the product name or description of the billing code for the surgical guide or biomodel and is used in hospital. Not limiting the above, for a claim for any implantation procedure (defined by the respective MBS items stated in the claim) for a patient, the Prescribed List reimbursement is limited to 3 or less PL benefits for any billing codes for surgical guides or biomodels, or no more than 6 benefits if both surgical guides and biomodels (maximum 3 for each) have been used in an implantation procedure for a patient. This restriction is not impacted by a number of devices implanted during a procedure. The condition is taking effect on 1 February 2024. | Change to Group benefit
HW650 | 07 - Plastic and Reconstructive | VSP Orthognathics Bundle (Surgical Guide and Implants) | VSP Orthognathic Bundle (Surgical Guide and Implants - Plates and Screws) | Custom | STRYKER AUSTRALIA PTY LTD | Prescribed List reimbursement is restricted to the use of the device in craniomaxillofacial surgery procedures involving insertion of an implantable medical device, where that implantable device is listed in either sub-category 07.01 - Craniomaxillofacial Reconstruction & Fixation, or 07.02 – Craniomaxillofacial Implants, or 07.04 – Distractor Systems of Schedule 1, or sub-category 07.03 - Dental Implants, but only if the implantable medical device is explicitly identified in the product name or description of the billing code for the surgical guide or biomodel and is used in hospital. Not limiting the above, for a claim for any implantation procedure (defined by the respective MBS items stated in the claim) for a patient, the Prescribed List reimbursement is limited to 3 or less PL benefits for any billing codes for surgical guides or biomodels, or no more than 6 benefits if both surgical guides and biomodels (maximum 3 for each) have been used in an implantation procedure for a patient. This restriction is not impacted by a number of devices implanted during a procedure. The condition is taking effect on 1 February 2024. | Change to Group benefit
HW653 | 07 - Plastic and Reconstructive | VSP Reconstruction Mandibular/Maxillary Case Bundle | VSP Reconstruction Mandibular/Maxillary Case Bundle (With Metal Inserts) Customized Bundle | Custom | STRYKER AUSTRALIA PTY LTD | Prescribed List reimbursement is restricted to the use of the device in craniomaxillofacial surgery procedures involving insertion of an implantable medical device, where that implantable device is listed in either sub-category 07.01 - Craniomaxillofacial Reconstruction & Fixation, or 07.02 – Craniomaxillofacial Implants, or 07.04 – Distractor Systems of Schedule 1, or sub-category 07.03 - Dental Implants, but only if the implantable medical device is explicitly identified in the product name or description of the billing code for the surgical guide or biomodel and is used in hospital. Not limiting the above, for a claim for any implantation procedure (defined by the respective MBS items stated in the claim) for a patient, the Prescribed List reimbursement is limited to 3 or less PL benefits for any billing codes for surgical guides or biomodels, or no more than 6 benefits if both surgical guides and biomodels (maximum 3 for each) have been used in an implantation procedure for a patient. This restriction is not impacted by a number of devices implanted during a procedure. The condition is taking effect on 1 February 2024. | Change to Group benefit
DE816 | 07 - Plastic and Reconstructive | Su-Por Enophthalmos Wedge | The Su-Por Enophthalmos Wedge is contoured in the shape of the orbital floor and provides volume to restore the orbit to its normal shape and size. | 24mm x 33.5mm x 7mm (left,right) 28mm x 40mm x 7.5mm (left, right) | DEVICE TECHNOLOGIES AUSTRALIA PTY. LTD. |  | Change to Group benefit
HW410 | 07 - Plastic and Reconstructive | Enophthalmos Wedge | Regular left and right. Large left and right. (Models 9541 - 9544) | Regular: 22 x 31 x 7mm. Large: 28 x 40 x 7.5mm | STRYKER AUSTRALIA PTY LTD |  | Change to Group benefit
ZZ046 | 07 - Plastic and Reconstructive | OrthoTin Anatomic Biomodel | Anatomic Biomodel | The device is custom so the size will vary | AA-Med Pty Ltd | Prescribed List reimbursement is restricted to the use of the device in craniomaxillofacial surgery procedures involving insertion of an implantable medical device, where that implantable device is listed in either sub-category 07.01 - Craniomaxillofacial Reconstruction & Fixation, or 07.02 – Craniomaxillofacial Implants, or 07.04 – Distractor Systems of Schedule 1, or sub-category 07.03 - Dental Implants, but only if the implantable medical device is explicitly identified in the product name or description of the billing code for the surgical guide or biomodel and is used in hospital. Not limiting the above, for a claim for any implantation procedure (defined by the respective MBS items stated in the claim) for a patient, the Prescribed List reimbursement is limited to 3 or less PL benefits for any billing codes for surgical guides or biomodels, or no more than 6 benefits if both surgical guides and biomodels (maximum 3 for each) have been used in an implantation procedure for a patient. This restriction is not impacted by a number of devices implanted during a procedure. The condition is taking effect on 1 February 2024. | Change to Group benefit
ZZ050 | 07 - Plastic and Reconstructive | Lyka-Smith Anatomical Biomodel | Three-dimensional anatomical biomodel | The device is custom made so the size will vary | AA-Med Pty Ltd | Prescribed List reimbursement is restricted to the use of the device in craniomaxillofacial surgery procedures involving insertion of an implantable medical device, where that implantable device is listed in either sub-category 07.01 - Craniomaxillofacial Reconstruction & Fixation, or 07.02 – Craniomaxillofacial Implants, or 07.04 – Distractor Systems of Schedule 1, or sub-category 07.03 - Dental Implants, but only if the implantable medical device is explicitly identified in the product name or description of the billing code for the surgical guide or biomodel and is used in hospital. Not limiting the above, for a claim for any implantation procedure (defined by the respective MBS items stated in the claim) for a patient, the Prescribed List reimbursement is limited to 3 or less PL benefits for any billing codes for surgical guides or biomodels, or no more than 6 benefits if both surgical guides and biomodels (maximum 3 for each) have been used in an implantation procedure for a patient. This restriction is not impacted by a number of devices implanted during a procedure. The condition is taking effect on 1 February 2024. | Change to Group benefit
HI002 | 07 - Plastic and Reconstructive | DDN Biomodel | Custom made biomodel for use with the Neoss Implant System (NJ001) | The device is custom made so the size will vary. | DIGITAL DENTAL NETWORK PTY LTD | Prescribed List reimbursement is restricted to the use of the device in craniomaxillofacial surgery procedures involving insertion of an implantable medical device, where that implantable device is listed in either sub-category 07.01 - Craniomaxillofacial Reconstruction & Fixation, or 07.02 – Craniomaxillofacial Implants, or 07.04 – Distractor Systems of Schedule 1, or sub-category 07.03 - Dental Implants, but only if the implantable medical device is explicitly identified in the product name or description of the billing code for the surgical guide or biomodel and is used in hospital. Not limiting the above, for a claim for any implantation procedure (defined by the respective MBS items stated in the claim) for a patient, the Prescribed List reimbursement is limited to 3 or less PL benefits for any billing codes for surgical guides or biomodels, or no more than 6 benefits if both surgical guides and biomodels (maximum 3 for each) have been used in an implantation procedure for a patient. This restriction is not impacted by a number of devices implanted during a procedure. The condition is taking effect on 1 February 2024. | Change to Group benefit
HI005 | 07 - Plastic and Reconstructive | DDN Biomodel | Custom made biomodel for use with the STRAUMANN Implant System (SB024), (SB009), (SB015), (SB023), (SB008), (SB012), (SB018) | The device is custom made so the size will vary. | DIGITAL DENTAL NETWORK PTY LTD | Prescribed List reimbursement is restricted to the use of the device in craniomaxillofacial surgery procedures involving insertion of an implantable medical device, where that implantable device is listed in either sub-category 07.01 - Craniomaxillofacial Reconstruction & Fixation, or 07.02 – Craniomaxillofacial Implants, or 07.04 – Distractor Systems of Schedule 1, or sub-category 07.03 - Dental Implants, but only if the implantable medical device is explicitly identified in the product name or description of the billing code for the surgical guide or biomodel and is used in hospital. Not limiting the above, for a claim for any implantation procedure (defined by the respective MBS items stated in the claim) for a patient, the Prescribed List reimbursement is limited to 3 or less PL benefits for any billing codes for surgical guides or biomodels, or no more than 6 benefits if both surgical guides and biomodels (maximum 3 for each) have been used in an implantation procedure for a patient. This restriction is not impacted by a number of devices implanted during a procedure. The condition is taking effect on 1 February 2024. | Change to Group benefit
SY779 | 07 - Plastic and Reconstructive | ProPlan | Patient Specific Craniofacial Anatomical Biomodel | Custom | JOHNSON & JOHNSON MEDICAL PTY LTD | Prescribed List reimbursement is restricted to the use of the device in craniomaxillofacial surgery procedures involving insertion of an implantable medical device, where that implantable device is listed in either sub-category 07.01 - Craniomaxillofacial Reconstruction & Fixation, or 07.02 – Craniomaxillofacial Implants, or 07.04 – Distractor Systems of Schedule 1, or sub-category 07.03 - Dental Implants, but only if the implantable medical device is explicitly identified in the product name or description of the billing code for the surgical guide or biomodel and is used in hospital. Not limiting the above, for a claim for any implantation procedure (defined by the respective MBS items stated in the claim) for a patient, the Prescribed List reimbursement is limited to 3 or less PL benefits for any billing codes for surgical guides or biomodels, or no more than 6 benefits if both surgical guides and biomodels (maximum 3 for each) have been used in an implantation procedure for a patient. This restriction is not impacted by a number of devices implanted during a procedure. The condition is taking effect on 1 February 2024. | Change to Group benefit
KT004 | 07 - Plastic and Reconstructive | UNIQOS Patient Specific Anatomical Biomodel | Patient specific antomical biomodel | Custom-Patient Specific | KLS MARTIN AUSTRALIA PTY LIMITED | Prescribed List reimbursement is restricted to the use of the device in craniomaxillofacial surgery procedures involving insertion of an implantable medical device, where that implantable device is listed in either sub-category 07.01 - Craniomaxillofacial Reconstruction & Fixation, or 07.02 – Craniomaxillofacial Implants, or 07.04 – Distractor Systems of Schedule 1, or sub-category 07.03 - Dental Implants, but only if the implantable medical device is explicitly identified in the product name or description of the billing code for the surgical guide or biomodel and is used in hospital. Not limiting the above, for a claim for any implantation procedure (defined by the respective MBS items stated in the claim) for a patient, the Prescribed List reimbursement is limited to 3 or less PL benefits for any billing codes for surgical guides or biomodels, or no more than 6 benefits if both surgical guides and biomodels (maximum 3 for each) have been used in an implantation procedure for a patient. This restriction is not impacted by a number of devices implanted during a procedure. The condition is taking effect on 1 February 2024. | Change to Group benefit
OG004 | 07 - Plastic and Reconstructive | The OMX Solutions Biomodel | CT Based Patient Specific Anatomical Biomodel | The device is patient specific so size will vary | MAXONIQ PTY LTD | Prescribed List reimbursement is restricted to the use of the device in craniomaxillofacial surgery procedures involving insertion of an implantable medical device, where that implantable device is listed in either sub-category 07.01 - Craniomaxillofacial Reconstruction & Fixation, or 07.02 – Craniomaxillofacial Implants, or 07.04 – Distractor Systems of Schedule 1, or sub-category 07.03 - Dental Implants, but only if the implantable medical device is explicitly identified in the product name or description of the billing code for the surgical guide or biomodel and is used in hospital. Not limiting the above, for a claim for any implantation procedure (defined by the respective MBS items stated in the claim) for a patient, the Prescribed List reimbursement is limited to 3 or less PL benefits for any billing codes for surgical guides or biomodels, or no more than 6 benefits if both surgical guides and biomodels (maximum 3 for each) have been used in an implantation procedure for a patient. This restriction is not impacted by a number of devices implanted during a procedure. The condition is taking effect on 1 February 2024. | Change to Group benefit
UI002 | 07 - Plastic and Reconstructive | BIOMODEL | 3D CT Based Patient Specific biomodels generated from Patient’s CT scan to replicate patient particular anatomical contours | Custom - made. Patient specific | SPECIFICA PTY LTD | Prescribed List reimbursement is restricted to the use of the device in craniomaxillofacial surgery procedures involving insertion of an implantable medical device, where that implantable device is listed in either sub-category 07.01 - Craniomaxillofacial Reconstruction & Fixation, or 07.02 – Craniomaxillofacial Implants, or 07.04 – Distractor Systems of Schedule 1, or sub-category 07.03 - Dental Implants, but only if the implantable medical device is explicitly identified in the product name or description of the billing code for the surgical guide or biomodel and is used in hospital. Not limiting the above, for a claim for any implantation procedure (defined by the respective MBS items stated in the claim) for a patient, the Prescribed List reimbursement is limited to 3 or less PL benefits for any billing codes for surgical guides or biomodels, or no more than 6 benefits if both surgical guides and biomodels (maximum 3 for each) have been used in an implantation procedure for a patient. This restriction is not impacted by a number of devices implanted during a procedure. The condition is taking effect on 1 February 2024. | Change to Group benefit
UI004 | 07 - Plastic and Reconstructive | OMF Model | A custom made patient-specific and single-use aid, intended to be used in dental and craniomaxillofacial surgical procedures | Patient specific | SPECIFICA PTY LTD | Prescribed List reimbursement is restricted to the use of the device in craniomaxillofacial surgery procedures involving insertion of an implantable medical device, where that implantable device is listed in either sub-category 07.01 - Craniomaxillofacial Reconstruction & Fixation, or 07.02 – Craniomaxillofacial Implants, or 07.04 – Distractor Systems of Schedule 1, or sub-category 07.03 - Dental Implants, but only if the implantable medical device is explicitly identified in the product name or description of the billing code for the surgical guide or biomodel and is used in hospital. Not limiting the above, for a claim for any implantation procedure (defined by the respective MBS items stated in the claim) for a patient, the Prescribed List reimbursement is limited to 3 or less PL benefits for any billing codes for surgical guides or biomodels, or no more than 6 benefits if both surgical guides and biomodels (maximum 3 for each) have been used in an implantation procedure for a patient. This restriction is not impacted by a number of devices implanted during a procedure. The condition is taking effect on 1 February 2024. | Change to Group benefit
HW544 | 07 - Plastic and Reconstructive | Stryker Anatomical Biomodel for Mandible | Patient Specific Craniofacial Anatomical Biomodel | Custom | STRYKER AUSTRALIA PTY LTD | Prescribed List reimbursement is restricted to the use of the device in craniomaxillofacial surgery procedures involving insertion of an implantable medical device, where that implantable device is listed in either sub-category 07.01 - Craniomaxillofacial Reconstruction & Fixation, or 07.02 – Craniomaxillofacial Implants, or 07.04 – Distractor Systems of Schedule 1, or sub-category 07.03 - Dental Implants, but only if the implantable medical device is explicitly identified in the product name or description of the billing code for the surgical guide or biomodel and is used in hospital. Not limiting the above, for a claim for any implantation procedure (defined by the respective MBS items stated in the claim) for a patient, the Prescribed List reimbursement is limited to 3 or less PL benefits for any billing codes for surgical guides or biomodels, or no more than 6 benefits if both surgical guides and biomodels (maximum 3 for each) have been used in an implantation procedure for a patient. This restriction is not impacted by a number of devices implanted during a procedure. The condition is taking effect on 1 February 2024. | Change to Group benefit
HW546 | 07 - Plastic and Reconstructive | Stryker Anatomical Biomodel for PEEK | Patient Specific Craniofacial Anatomical Biomodel | Custom | STRYKER AUSTRALIA PTY LTD | Prescribed List reimbursement is restricted to the use of the device in craniomaxillofacial surgery procedures involving insertion of an implantable medical device, where that implantable device is listed in either sub-category 07.01 - Craniomaxillofacial Reconstruction & Fixation, or 07.02 – Craniomaxillofacial Implants, or 07.04 – Distractor Systems of Schedule 1, or sub-category 07.03 - Dental Implants, but only if the implantable medical device is explicitly identified in the product name or description of the billing code for the surgical guide or biomodel and is used in hospital. Not limiting the above, for a claim for any implantation procedure (defined by the respective MBS items stated in the claim) for a patient, the Prescribed List reimbursement is limited to 3 or less PL benefits for any billing codes for surgical guides or biomodels, or no more than 6 benefits if both surgical guides and biomodels (maximum 3 for each) have been used in an implantation procedure for a patient. This restriction is not impacted by a number of devices implanted during a procedure. The condition is taking effect on 1 February 2024. | Change to Group benefit
HW651 | 07 - Plastic and Reconstructive | VSP Orthognathics Bundle (Custom Biomodel and Implants) | VSP Orthognathics Bundle (Custom Biomodel and Implants - Plates and Screws) | Custom | STRYKER AUSTRALIA PTY LTD | Prescribed List reimbursement is restricted to the use of the device in craniomaxillofacial surgery procedures involving insertion of an implantable medical device, where that implantable device is listed in either sub-category 07.01 - Craniomaxillofacial Reconstruction & Fixation, or 07.02 – Craniomaxillofacial Implants, or 07.04 – Distractor Systems of Schedule 1, or sub-category 07.03 - Dental Implants, but only if the implantable medical device is explicitly identified in the product name or description of the billing code for the surgical guide or biomodel and is used in hospital. Not limiting the above, for a claim for any implantation procedure (defined by the respective MBS items stated in the claim) for a patient, the Prescribed List reimbursement is limited to 3 or less PL benefits for any billing codes for surgical guides or biomodels, or no more than 6 benefits if both surgical guides and biomodels (maximum 3 for each) have been used in an implantation procedure for a patient. This restriction is not impacted by a number of devices implanted during a procedure. The condition is taking effect on 1 February 2024. | Change to Group benefit
HW652 | 07 - Plastic and Reconstructive | VSP Reconstruction Maxillofacial Case Bundle | VSP Reconstruction Maxillofacial Case Bundle (Includes Skull Model) | Custom | STRYKER AUSTRALIA PTY LTD | Prescribed List reimbursement is restricted to the use of the device in craniomaxillofacial surgery procedures involving insertion of an implantable medical device, where that implantable device is listed in either sub-category 07.01 - Craniomaxillofacial Reconstruction & Fixation, or 07.02 – Craniomaxillofacial Implants, or 07.04 – Distractor Systems of Schedule 1, or sub-category 07.03 - Dental Implants, but only if the implantable medical device is explicitly identified in the product name or description of the billing code for the surgical guide or biomodel and is used in hospital. Not limiting the above, for a claim for any implantation procedure (defined by the respective MBS items stated in the claim) for a patient, the Prescribed List reimbursement is limited to 3 or less PL benefits for any billing codes for surgical guides or biomodels, or no more than 6 benefits if both surgical guides and biomodels (maximum 3 for each) have been used in an implantation procedure for a patient. This restriction is not impacted by a number of devices implanted during a procedure. The condition is taking effect on 1 February 2024. | Change to Group benefit
SB013 | 07 - Plastic and Reconstructive | Neodent GM Healing Abutment | Titanium healing abutment | Diameter: 3.3mm, 4.5mm Profile: 0.8mm - 5.5mm | STRAUMANN PTY LTD |  | Change to ARTG
JN002 | 07 - Plastic and Reconstructive | ARDS Cover Screws and Healing Caps | Cover Screws and Healing Caps | (4-6.3)mm diameter x (2 - 5)mm height, | DENTAL DEVICES PTY LTD |  | Change to Group benefit
FV001 | 07 - Plastic and Reconstructive | Astra Tech Implant System/ DS EV Cover Screws & healing cap | Cover Screw and healing cap | Diameter range 3.0 - 5.4 | DENTSPLY SIRONA PTY LIMITED |  | Change to Group benefit
MV006 | 07 - Plastic and Reconstructive | MIS Cover Screws and Healing Caps | Cover screws and healing caps (Biocom, Seven, Mistral) | 1.5mm - 6mm height, 4mm - 6.3mm diameter | MORE GROUP PTY LTD |  | Change to Group benefit
MV016 | 07 - Plastic and Reconstructive | MIS Cover Screws and Healing Caps | Cover screws and healing caps (V3) | 1.5mm - 8mm height, 3.3mm - 5.8mm diameter | MORE GROUP PTY LTD |  | Change to Group benefit
MV019 | 07 - Plastic and Reconstructive | MIS Cover Screws and Healing Caps | Cover screws and healing caps (C1) | 1.5mm - 8mm height, 3.3mm - 6.3mm diameter | MORE GROUP PTY LTD |  | Change to Group benefit
NR002 | 07 - Plastic and Reconstructive | Nobel Biocare Cover Screws | Cover screw | NP, RP, WP, 6.0mm | Nobel Biocare Australia Pty Ltd |  | Change to Group benefit
IC007 | 07 - Plastic and Reconstructive | Southern Implants Cover Screw | Titanium covering cap/screw | Platforms from 3 - 9mm Length <1mm | Southern Implants Australia Pty Ltd |  | Change to Group benefit
SB002 | 07 - Plastic and Reconstructive | Straumann Closure Caps | Straumann Closure Caps | Height 0.0 - 1.5 mm | STRAUMANN PTY LTD |  | Change to Group benefit
SB011 | 07 - Plastic and Reconstructive | Neodent GM Cover Screw | Cover screw | Height: 0mm, 2mm | STRAUMANN PTY LTD |  | Change to Group benefit
SB026 | 07 - Plastic and Reconstructive | Straumann Zygomatic Cover-Screw/Protective Cap | Cover screw for implant; protective cap for screw-retained abutment | Cover screw: 4mm diameter. Protective cap: 4.6mm diameter, 4.5 - 8.1mm height | STRAUMANN PTY LTD |  | Change to Group benefit
SB028 | 07 - Plastic and Reconstructive | BL/BLT Protective Cap | Protective cap for screw-retained abutment | Height: 5mm, 6.5mm, 8mm Diameter: 3.5mm, 4.6mm | STRAUMANN PTY LTD |  | Change to Group benefit
KT016 | 07 - Plastic and Reconstructive | Martin Distraction Osteogenesis | Distractor System, Complete, other, titanium | 1.5mm | KLS MARTIN AUSTRALIA PTY LIMITED |  | Change to Group benefit
JK044 | 07 - Plastic and Reconstructive | Logic Distraction System | Distractor, spacers & activation set | Straight, Curved 18-52mm | ALLIED SCIENTIFIC PRODUCTS PTY LTD |  | Change to Group benefit
SY753 | 07 - Plastic and Reconstructive | Curvilinear Distraction System | Curvilinear Distraction, Right Left | 30mm - 100mm radius | JOHNSON & JOHNSON MEDICAL PTY LTD |  | Change to Group benefit
KT019 | 07 - Plastic and Reconstructive | Martin Distraction Osteogenesis | Distractor System, Complete, other, titanium | 15-60 mm distraction length | KLS MARTIN AUSTRALIA PTY LIMITED |  | Change to Group benefit
KT065 | 07 - Plastic and Reconstructive | IPS Custom Distractor | Internal distractor with patient specific 3D Printed plates and/or standard implant parts that have been adjusted to patients anatomical structures and needs. | 1mm – 2mm | KLS MARTIN AUSTRALIA PTY LIMITED |  | Change to Group benefit
SK183 | 07 - Plastic and Reconstructive | Leibinger Intraoral Distractor (Multiguide II) | Manufactured from stainless steel, allows gradual, independent, and simultaneous distraction of the mandible in 3 planes. | Frame 20mm - 35mm, 2.0mm diameter, 50 - 90 mm length Auto - Pilot Pins | STRYKER AUSTRALIA PTY LTD |  | Change to Group benefit
MN177 | 07 - Plastic and Reconstructive | Mentor Siltex Contour Profile Breast Tissue Expander | Siltex Contour Profile Breast Tissue Expander (CPX4) with suture tabs | 250-850cc | JOHNSON & JOHNSON MEDICAL PTY LTD |  | Change to ARTG
SJ318 | 08 - Cardiac | Fortify Assura VR CD1359-40Q/CD1359-40QC | Single Chamber Cardioverter Defibrillator | 75g, 35cc | ABBOTT MEDICAL AUSTRALIA PTY LTD. |  | Change to Group benefit
SJ326 | 08 - Cardiac | Ellipse VR CD1377-36/CD1377-36C | Single Chamber Cardioverter Defribrillator | 31cc, 66g | ABBOTT MEDICAL AUSTRALIA PTY LTD. |  | Change to Group benefit
SJ332 | 08 - Cardiac | Ellipse VR CD1377-36QC | Single Chamber Cardioverter Defibrillator with 36 J delivered energy | 67g, 30cc | ABBOTT MEDICAL AUSTRALIA PTY LTD. |  | Change to Group benefit
SJ333 | 08 - Cardiac | Fortify Assura VR CD1359-40/CD1359-40C | Single Chamber Cardioverter Defibrillator with 40J delivered energy | 76g , 35cc | ABBOTT MEDICAL AUSTRALIA PTY LTD. |  | Change to Group benefit
SJ417 | 08 - Cardiac | Gallant VR ICD Model CDVRA500Q | Single Chamber Cardioverter Defibrillator | 30cc, 69g | ABBOTT MEDICAL AUSTRALIA PTY LTD. | The benefit includes a component for remote monitoring services provided via a remote monitoring system or a smart device application. A separate benefit cannot be claimed in respect of a remote monitoring system listed on Part C of the Schedule. | Change to Group benefit
BT226 | 08 - Cardiac | Rivacor 7 VR-T DX | Single Chamber ICD, ventricular capture control, physiological rate adaption, additional atrial detection (DX),automatic event (IEGM) & trend triggered transmission. Wandless telemetry, Home Monitoring w/ QuickCheck, MRI conditional and AutoDetect, ComfortDesign DF4, IS-1 connector | 66.5mm x 60mm x 10mm, 32cm3, 77grams | BIOTRONIK AUSTRALIA PTY LIMITED |  | Change to Group benefit
BT229 | 08 - Cardiac | Intica Neo 7 VR-T | Single Chamber ICD, ventricular capture control, physiological rate adaption, automatic event (IEGM) & trend triggered transmission. Wandless telemetry, Home Monitoring w/ QuickCheck, MRI conditional and AutoDetect, DF-1, IS-1 connector | W x H x D (mm) 65 x 55 x 11, Volume: 33cc, Mass: 82g | BIOTRONIK AUSTRALIA PTY LIMITED |  | Change to Group benefit
BT230 | 08 - Cardiac | Intica Neo 7 VR-T DX | Single Chamber ICD, ventricular capture control, physiological rate adaption, additional atrial detection (DX),automatic event (IEGM) & trend triggered transmission. Wandless telemetry, Home Monitoring w/ QuickCheck, MRI conditional and AutoDetect, DF-1, IS-1 connector | 65mm x 55mm x 11mm, 33cm3, 82grams | BIOTRONIK AUSTRALIA PTY LIMITED |  | Change to Group benefit
BT234 | 08 - Cardiac | Rivacor 5 VR-T | Single Chamber ICD, ventricular capture control, physiological rate adaption, automatic event (IEGM) & trend triggered transmission. Wandless telemetry, Home Monitoring, MRI Conditional and AutoDetect, Comfort Design , DF4, IS-1 connector | 61.5mm x 60mm x 10mm, 30cm3, 75grams | BIOTRONIK AUSTRALIA PTY LIMITED |  | Change to Group benefit
BT235 | 08 - Cardiac | Rivacor 5 VR-T DX | Single Chamber ICD, ventricular capture control, physiological rate adaption, additional atrial detection (DX),automatic event (IEGM) & trend triggered transmission. Wandless telemetry, Home Monitoring, MRI conditional and AutoDetect, ComfortDesign, DF4, IS-1 connector | 66.5mm x 60mm x 10mm, 32cm3, 77grams | BIOTRONIK AUSTRALIA PTY LIMITED |  | Change to Group benefit
BT239 | 08 - Cardiac | Rivacor 7 VR-T | Single Chamber ICD, ventricular capture control, physiological rate adaption, automatic event (IEGM) & trend triggered transmission. Wandless telemetry, Home Monitoring w/ QuickCheck, MRI Conditional and AutoDetect, ComfortDesign, DF4, IS-1 connector | W x H x D (mm) 61.5 x 60 x 10, Volume: 30cc, Mass: 75g | BIOTRONIK AUSTRALIA PTY LIMITED |  | Change to Group benefit
BS276 | 08 - Cardiac | AUTOGEN ICD VR DF-4 | Single Chamber implantable cardioverter defibrillation, 4IJ, DF-4 RV connector | 26.5cc - 29.5cc, 60.0g - 68.9g, 9.9mm | BOSTON SCIENTIFIC PTY LTD |  | Change to Group benefit
BS278 | 08 - Cardiac | AUTOGEN ICD VR DF-1 | Single Chamber implantable cardioverter defibrillation, 4IJ, DF-1 RV connector | 28.5cc -31.5cc, 61.9g - 70.7g, 9.9mm | BOSTON SCIENTIFIC PTY LTD |  | Change to Group benefit
BS338 | 08 - Cardiac | RESONATE EL VR DF-4 | Single Chamber implantable cardioverter defibrillation, 4IJ, DF-4 RV connector. ENDURALIFE Battery Technology and IMAGEREADY MR-Conditional | 29.5cc, 68.9g, 5.37 x 7.36 x 0.99 (cm) | BOSTON SCIENTIFIC PTY LTD |  | Change to Group benefit
BS340 | 08 - Cardiac | MOMENTUM EL VR DF-1 | Single Chamber implantable cardioverter defibrillation, 4IJ, DF-1 RV connector. ENDURALIFE Battery Technology | 29.5cc, 68.9g, 5.37 x 7.79 x 0.99 cm | BOSTON SCIENTIFIC PTY LTD |  | Change to Group benefit
MI112 | 08 - Cardiac | Evera XT VR DF1/ Evera MRI XT VR SureScan DF1 | Single Chamber Implantable Cardioverter Defibrillator with PhysionCurve Design, Optimised Battery Chemistry, SmartShock Technology 2.0, Optivol 2.0 Fluid Status Monitoring, Complete Capture Management. DF1 | 33cm³ 77g | MEDTRONIC AUSTRALASIA PTY LTD |  | Change to Group benefit
MI114 | 08 - Cardiac | Evera MRI S VR SureScan DF1 | Single Chamber Implantable Cardioverter Defibrillator with PhysioCurve Design, Optimised Battery Chemistry, Smart Shock Technology 2.0, DF1 | 33cm³ 77g | MEDTRONIC AUSTRALASIA PTY LTD |  | Change to Group benefit
MI253 | 08 - Cardiac | VISIA AF XT MRI ICD | Single Chamber, MRI compatible, Implantable Cardioverter Defibrillator with AF detection and diagnosis, PhysioCurve Design, Optimised Battery Chemistry, Smart Shock Technology 2.0, Optivol 2.0 Fluid Status Monitoring, Complete Capture Management. DF4 | 33cm³ 77g | MEDTRONIC AUSTRALASIA PTY LTD |  | Change to Group benefit
MI254 | 08 - Cardiac | VISIA AF S MRI ICD | Single Chamber, MRI compatible, Implantable Cardioverter Defibrillator with AF detection and diagnosis, PhysioCurve Design, Optimised Battery Chemistry, Smart Shock Technology 2.0, Optivol 2.0 Fluid Status Monitoring, Complete Capture Management. DF4 | 33cm³ 77g | MEDTRONIC AUSTRALASIA PTY LTD |  | Change to Group benefit
MI255 | 08 - Cardiac | VISIA AF XT ICDs/ VISIA AF MRI XT SureScan ICDs | Digital single chamber implantable cardioverter defibrillator. PhysioCurve™ Design, SmartShock™ Technology, OptiVol™ 2.0 Fluid Status Monitoring, Complete Capture Management™ Diagnostic (RVCM), AF Diagnostics including SureScan/ MRI models | 33cm³ 77g | MEDTRONIC AUSTRALASIA PTY LTD |  | Change to Group benefit
MI256 | 08 - Cardiac | VISIA AF S ICDs/ VISIA AF MRI S SureScan ICDs | Digital single chamber implantable cardioverter defibrillator. PhysioCurve™ Design, SmartShock™ Technology, OptiVol™ 2.0 Fluid Status Monitoring, Complete Capture Management™ Diagnostic (RVCM), AF Diagnostics including SureScan/ MRI models | 33cm³ 77g | MEDTRONIC AUSTRALASIA PTY LTD |  | Change to Group benefit
MI257 | 08 - Cardiac | Evera MRI XT VR ICD | Single chamber implantable cardioverter defibrillators with SureScan MRI Technology | 33cm³ 77g | MEDTRONIC AUSTRALASIA PTY LTD |  | Change to Group benefit
MI258 | 08 - Cardiac | Evera MRI S VR ICD | Single chamber implantable cardioverter defibrillators with SureScan MRI Technology | 33cm3 77g | MEDTRONIC AUSTRALASIA PTY LTD |  | Change to Group benefit
MI384 | 08 - Cardiac | Crome™ VR ICD MRI SureScan™ | Single Chamber Implantable Cardioverter Defibrillator with PhysionCurve Design, MRI compatible, Optimised Battery Chemistry, SmartShock 2.0 Technology, Complete Capture Management, BlueSync technology, DF4 | 32.8 cm3, 79 g | MEDTRONIC AUSTRALASIA PTY LTD |  | Change to Group benefit
MI385 | 08 - Cardiac | Crome™ VR ICD MRI SureScan™ | Single Chamber Implantable Cardioverter Defibrillator with PhysionCurve Design, MRI compatible, Optimised Battery Chemistry, SmartShock 2.0 Technology, Complete Capture Management, BlueSync technology, DF1 | 33.2 cm3, 79 g | MEDTRONIC AUSTRALASIA PTY LTD |  | Change to Group benefit
MI386 | 08 - Cardiac | Cobalt™ VR ICD MRI SureScan™ | Single Chamber Implantable Cardioverter Defibrillator with PhysionCurve Design, MRI compatible, Optimised Battery Chemistry, SmartShock 2.0 Technology, Complete Capture Management, BlueSync technology, DF1 | 33.2 cm3, 79 g | MEDTRONIC AUSTRALASIA PTY LTD |  | Change to Group benefit
MI388 | 08 - Cardiac | Cobalt™ VR ICD MRI SureScan™ | Single Chamber Implantable Cardioverter Defibrillator with PhysionCurve Design, MRI compatible, Optimised Battery Chemistry, SmartShock 2.0 Technology, Complete Capture Management, BlueSync technology, DF4 | 32.8 cm3, 79 g | MEDTRONIC AUSTRALASIA PTY LTD |  | Change to Group benefit
MI393 | 08 - Cardiac | Cobalt™ XT VR ICD MRI SureScan™ | Single Chamber Implantable Cardioverter Defibrillator with PhysionCurve Design, MRI compatible, Optimised Battery Chemistry, SmartShock 2.0+ Technology, Optivol 2.0 Fluid Status Monitoring, Complete Capture Management, BlueSync technology, DF4 | 32.8 cm3, 79 g | MEDTRONIC AUSTRALASIA PTY LTD |  | Change to Group benefit
MI394 | 08 - Cardiac | Cobalt™ XT VR ICD MRI SureScan™ | Single Chamber Implantable Cardioverter Defibrillator with PhysionCurve Design, MRI compatible, Optimised Battery Chemistry, SmartShock 2.0+ Technology, Optivol 2.0 Fluid Status Monitoring, Complete Capture Management, BlueSync technology, DF1 | 33.2 cm3, 79 g | MEDTRONIC AUSTRALASIA PTY LTD |  | Change to Group benefit
MI407 | 08 - Cardiac | Cobalt™ XT VR ICD MRI SureScan™ with BlueSync mobile remote monitoring | Single Chamber Implantable Cardioverter Defibrillator with PhysionCurve Design, MRI compatible, Optimised Battery Chemistry, SmartShock 2.0+ Technology, Optivol 2.0 Fluid Status Monitoring, Complete Capture Management, BlueSync technology, DF4 | 32.8 cm3, 79 g | MEDTRONIC AUSTRALASIA PTY LTD | The benefit includes a component for remote monitoring services provided via a remote monitoring system or a smart device application. A separate benefit cannot be claimed in respect of a remote monitoring system listed on Part C of the Schedule. | Change to Group benefit
MI408 | 08 - Cardiac | Cobalt™ VR ICD MRI SureScan™ with BlueSync mobile remote monitoring | Single Chamber Implantable Cardioverter Defibrillator with PhysionCurve Design, MRI compatible, Optimised Battery Chemistry, SmartShock 2.0 Technology, Complete Capture Management, BlueSync technology, DF4 with BlueSync mobile remote monitoring | 32.8 cm3, 79 g | MEDTRONIC AUSTRALASIA PTY LTD | The benefit includes a component for remote monitoring services provided via a remote monitoring system or a smart device application. A separate benefit cannot be claimed in respect of a remote monitoring system listed on Part C of the Schedule. | Change to Group benefit
MI409 | 08 - Cardiac | Crome™ VR ICD MRI SureScan™ with BlueSync mobile remote monitoring | Single Chamber Implantable Cardioverter Defibrillator with PhysionCurve Design, MRI compatible, Optimised Battery Chemistry, SmartShock 2.0 Technology, Complete Capture Management, BlueSync technology, DF4 with BlueSync mobile remote monitoring | 32.8 cm3, 79 g | MEDTRONIC AUSTRALASIA PTY LTD | The benefit includes a component for remote monitoring services provided via a remote monitoring system or a smart device application. A separate benefit cannot be claimed in respect of a remote monitoring system listed on Part C of the Schedule. | Change to Group benefit
MI410 | 08 - Cardiac | Cobalt™ XT VR ICD MRI SureScan™ with BlueSync mobile remote monitoring | Single Chamber Implantable Cardioverter Defibrillator with PhysionCurve Design, MRI compatible, Optimised Battery Chemistry, SmartShock 2.0+ Technology, Optivol 2.0 Fluid Status Monitoring, Complete Capture Management, BlueSync technology, DF1 with BlueSync mobile remote monitoring | 33.2 cm3, 79 g | MEDTRONIC AUSTRALASIA PTY LTD | The benefit includes a component for remote monitoring services provided via a remote monitoring system or a smart device application. A separate benefit cannot be claimed in respect of a remote monitoring system listed on Part C of the Schedule. | Change to Group benefit
MI411 | 08 - Cardiac | Cobalt™ VR ICD MRI SureScan™ with BlueSync mobile remote monitoring | Single Chamber Implantable Cardioverter Defibrillator with PhysionCurve Design, MRI compatible, Optimised Battery Chemistry, SmartShock 2.0 Technology, Complete Capture Management, BlueSync technology, DF1 with BlueSync mobile remote monitoring | 33.2 cm3, 79 g | MEDTRONIC AUSTRALASIA PTY LTD | The benefit includes a component for remote monitoring services provided via a remote monitoring system or a smart device application. A separate benefit cannot be claimed in respect of a remote monitoring system listed on Part C of the Schedule. | Change to Group benefit
MI412 | 08 - Cardiac | Crome™ VR ICD MRI SureScan™ with BlueSync mobile remote monitoring | Single Chamber Implantable Cardioverter Defibrillator with PhysionCurve Design, MRI compatible, Optimised Battery Chemistry, SmartShock 2.0 Technology, Complete Capture Management, BlueSync technology, DF1 with BlueSync mobile remote monitoring | 33.2 cm3, 79 g | MEDTRONIC AUSTRALASIA PTY LTD | The benefit includes a component for remote monitoring services provided via a remote monitoring system or a smart device application. A separate benefit cannot be claimed in respect of a remote monitoring system listed on Part C of the Schedule. | Change to Group benefit
RF001 | 08 - Cardiac | Platinium VR 1210 | PLATINIUM VR is an implantable single-chamber cardioverter defibrillator. It is equipped with an accelerometer to allow adaptation of pacing to suit the patient’s activity. PLATINIUM VR is also equipped with the RF wireless technology which enables remote monitoring of patients who have the Sorin SMARTVIEW Monitor installed at home, wireless interrogation and device programming by Orchestra Plus programmer equipped with ORCHESTRA PLUS LINK accessory. PLATINIUM VR provides high energy shocks (42 J) for enhanced safety, as well as automatic lead measurements to monitor system integrity. PLATINIUM VR is protected against high-frequency signals emitted by cellular telephones. The PLATINIUM VR ICD device and programming system. The programming system includes the Sorin dedicated programmer with the SMARTVIEW programming software connected to a CPR3 programming head. The programming system is configured and furnished by Sorin. The PLATINIUM VR can serve as a defibrillation electrode (active housing) with a total surface area of 63 cm2. PLATINIUM VR 1210 has two DF-1 and one IS-1 connector ports. The PLATINIUM VR is designed to recognize and treat slow or fast VT and VF by continuously monitoring ventricular activity to identify persistent ventricular arrhythmias and to deliver appropriate therapies. PLATINIUM VR features DISCRIMINATION algorithm. | Dimensions 73 x 54.3 x 11.1mm Weight 85 g Volume 33 cm3 Active surface area of casing 62.7cm2 Connector IS-1 bipolar, 2*DF-1. | MICROPORT CRM PTY LIMITED |  | Change to Group benefit
RF004 | 08 - Cardiac | Platinium VR 1240 | PLATINIUM VR 1240 is an implantable single-chamber cardioverter defibrillator. It is equipped with an accelerometer to allow adaptation of pacing to suit the patient’s activity. PLATINIUM VR is also equipped with the RF wireless technology which enables remote monitoring of patients who have the Sorin SMARTVIEW Monitor installed at home, wireless interrogation and device programming by Orchestra Plus programmer equipped with ORCHESTRA PLUS LINK accessory. PLATINIUM VR provides high energy shocks (42 J) for enhanced safety, as well as automatic lead measurements to monitor system integrity. PLATINIUM VR is protected against high-frequency signals emitted by cellular telephones. The PLATINIUM VR can serve as a defibrillation electrode (active housing) with a total surface area of 63 cm2. The PLATINIUM VR is designed to recognize and treat slow or fast VT and VF by continuously monitoring ventricular activity to identify persistent ventricular arrhythmias and to deliver appropriate therapies. PLATINIUM VR features DISCRIMINATION algorithm, which is specifically designed to differentiate ventricular tachycardias from fast rhythms of supraventricular origin. DISCRIMINATION continuously monitors R-R interval stability, searches for long cycles and evaluates sudden onset. | Dimensions 65.8 x 54.3 x 11.1 mm Weight 84 g Volume 31.2 cm3 Active surface area of casing 62.9cm2 Connector DF4. | MICROPORT CRM PTY LIMITED |  | Change to Group benefit
RF049 | 08 - Cardiac | Ulys™ VR 2240 | MRI Conditional Single Chamber Cardioverter Defibrillator | Weight - 84g Volume - 31.2 cc | MICROPORT CRM PTY LIMITED |  | Change to Group benefit
RF052 | 08 - Cardiac | ULYS™ VR 2210 | Single chamber implantable cardioverter defibrillator | Weight - 85g Volume - 33cc | MICROPORT CRM PTY LIMITED |  | Change to Group benefit
SJ324 | 08 - Cardiac | Fortify Assura DR CD2359-40C | Dual Chamber Cardioverter Defibrillator | 75g, 35cc | ABBOTT MEDICAL AUSTRALIA PTY LTD. |  | Change to Group benefit
SJ325 | 08 - Cardiac | Fortify Assura DR CD2359-40Q/CD2359-40QC | Dual Chamber Cardioverter Defibrillator with 40J delivered energy | 75g, 35cc | ABBOTT MEDICAL AUSTRALIA PTY LTD. |  | Change to Group benefit
SJ327 | 08 - Cardiac | Ellipse DR CD2377-36/CD2377-36C | Dual Chamber ICD | 66g, 31cc | ABBOTT MEDICAL AUSTRALIA PTY LTD. |  | Change to Group benefit
SJ331 | 08 - Cardiac | Ellipse DR CD2377-36Q/CD2377-36QC | Dual Chamber Cardioverter Defibrillator with 36J delivered energy | 68g, 31cc | ABBOTT MEDICAL AUSTRALIA PTY LTD. |  | Change to Group benefit
SJ418 | 08 - Cardiac | Gallant DR ICD Model CDDRA500Q | Dual Chamber Cardioverter Defibrillator | 31cc, 71g | ABBOTT MEDICAL AUSTRALIA PTY LTD. | The benefit includes a component for remote monitoring services provided via a remote monitoring system or a smart device application. A separate benefit cannot be claimed in respect of a remote monitoring system listed on Part C of the Schedule. | Change to Group benefit
BT227 | 08 - Cardiac | Rivacor 7 DR-T | Dual Chamber ICD, ventricular capture control, physiological rate adaption, automatic event (IEGM) & trend triggered transmission. Wandless telemetry, Home Monitoring w/ QuickCheck, MRI conditional and AutoDetect, ComfortDesign DF4, IS-1 connector | 66.5mm x 60mm x 10mm, 32cm3, 77grams | BIOTRONIK AUSTRALIA PTY LIMITED |  | Change to Group benefit
BT231 | 08 - Cardiac | Intica Neo 7 DR-T | Dual Chamber ICD, ventricular capture control, physiological rate adaption, automatic event (IEGM) & trend triggered transmission. Wandless telemetry, Home Monitoring w/ QuickCheck, MRI conditional and AutoDetect, DF-1, IS-1 connector | 65mm x 55mm x 11mm, 33cm3, 82grams | BIOTRONIK AUSTRALIA PTY LIMITED |  | Change to Group benefit
BT236 | 08 - Cardiac | Rivacor 5 DR-T | Dual Chamber ICD, ventricular capture control, physiological rate adaption, automatic event (IEGM) & trend triggered transmission. Wandless telemetry, Home Monitoring, MRI conditional and AutoDetect, ComfortDesign, DF4, IS-1 connector | 66.5mm x 60mm x 10mm, 32cm3, 77grams | BIOTRONIK AUSTRALIA PTY LIMITED |  | Change to Group benefit
BS277 | 08 - Cardiac | AUTOGEN ICD DR DF-4 | Dual Chamber implantable cardioverter defibrillation, 4IJ, DF-4 RV connector | 28.0cc - 31.0cc, 62.5g - 71.4g, 9.9mm | BOSTON SCIENTIFIC PTY LTD |  | Change to Group benefit
BS279 | 08 - Cardiac | AUTOGEN ICD DR DF-1 | Dual Chamber implantable cardioverter defibrillation, 4IJ, DF-1 RV connector | 28.5cc - 31.5cc, 62.3g - 71g, 9.9mm | BOSTON SCIENTIFIC PTY LTD |  | Change to Group benefit
BS339 | 08 - Cardiac | RESONATE EL DR DF-4 | Dual Chamber implantable cardioverter defibrillation, 4IJ, DF-4 RV connector. ENDURALIFE Battery Technology and IMAGEREADY MR-Conditional | 71.4g, 31.0cc, 5.37 x 7.68 x 0.99cm | BOSTON SCIENTIFIC PTY LTD |  | Change to Group benefit
BS341 | 08 - Cardiac | MOMENTUM EL DR DF-1 | Dual Chamber implantable cardioverter defibrillation, 4IJ, DF-1 RV connector. ENDURALIFE Battery Technology | 31.5cc, 71.0g, 5.37 x 7.79 x 0.99cm | BOSTON SCIENTIFIC PTY LTD |  | Change to Group benefit
MI116 | 08 - Cardiac | Evera MRI XT DR SureScan IS1/DF1 | Dual Chamber Implantable Cardioverter Defibrillator with PhysioCurve Design, Optimised Battery Chemistry, Smart Shock Technology 2.0, Optivol 2.0 Fluid Status Monitoring, Complete Capture Management and Atrial Therapies. DF1 | 33cm³ 77g | MEDTRONIC AUSTRALASIA PTY LTD |  | Change to Group benefit
MI118 | 08 - Cardiac | Evera MRI S DR SureScan IS1/DF1 | Dual Chamber Implantable Cardioverter Defibrillator with PhysioCurve Design, Optimised Battery Chemistry, Smart Shock Technology 2.0, DF1 | 33cm³ 77g | MEDTRONIC AUSTRALASIA PTY LTD |  | Change to Group benefit
MI251 | 08 - Cardiac | Evera MRI XT DR ICD | Dual chamber implantable cardioverter defibrillator with SureScan MRI Technology | 34cm3 78g | MEDTRONIC AUSTRALASIA PTY LTD |  | Change to Group benefit
MI252 | 08 - Cardiac | Evera MRI S DR ICD | Dual chamber implantable cardioverter defibrillator with SureScan MRI Technology | 34cm3 78g | MEDTRONIC AUSTRALASIA PTY LTD |  | Change to Group benefit
MI379 | 08 - Cardiac | Cobalt™ XT DR ICD MRI SureScan™ | Dual Chamber Implantable Cardioverter Defibrillator with PhysioCurve Design, MRI compatible, Optimised Battery Chemistry, SmartShock 2.0+ Technology, Optivol 2.0 Fluid Status Monitoring, Complete Capture Management, BlueSync technology, DF4 | 33.7 cm3, 80 g | MEDTRONIC AUSTRALASIA PTY LTD |  | Change to Group benefit
MI380 | 08 - Cardiac | Cobalt™ DR ICD MRI SureScan™ | Dual Chamber Implantable Cardioverter Defibrillator with PhysioCurve Design, MRI compatible, Optimised Battery Chemistry, SmartShock 2.0 Technology, Complete Capture Management, BlueSync technology, DF4 | 33.7 cm3, 80 g | MEDTRONIC AUSTRALASIA PTY LTD |  | Change to Group benefit
MI381 | 08 - Cardiac | Crome™ DR ICD MRI SureScan™ | Dual Chamber Implantable Cardioverter Defibrillator with PhysioCurve Design, MRI compatible, Optimised Battery Chemistry, SmartShock 2.0 Technology, Complete Capture Management, BlueSync technology, DF4 | 33.7 cm3, 80 g | MEDTRONIC AUSTRALASIA PTY LTD |  | Change to Group benefit
MI382 | 08 - Cardiac | Cobalt™ DR ICD MRI SureScan™ | Dual Chamber Implantable Cardioverter Defibrillator with PhysioCurve Design, MRI compatible, Optimised Battery Chemistry, SmartShock 2.0 Technology, Complete Capture Management, BlueSync technology, DF1 | 33.1 cm3, 79 g | MEDTRONIC AUSTRALASIA PTY LTD |  | Change to Group benefit
MI383 | 08 - Cardiac | Crome™ DR ICD MRI SureScan™ | Dual Chamber Implantable Cardioverter Defibrillator with PhysioCurve Design, MRI compatible, Optimised Battery Chemistry, SmartShock 2.0 Technology, Complete Capture Management, BlueSync technology, DF1 | 33.1 cm3, 79 g | MEDTRONIC AUSTRALASIA PTY LTD |  | Change to Group benefit
MI392 | 08 - Cardiac | Cobalt™ XT DR ICD MRI SureScan™ | Dual Chamber Implantable Cardioverter Defibrillator with PhysioCurve Design, MRI compatible, Optimised Battery Chemistry, SmartShock 2.0+ Technology, Optivol 2.0 Fluid Status Monitoring, Complete Capture Management, BlueSync technology, DF1 | 33.1 cm3, 79 g | MEDTRONIC AUSTRALASIA PTY LTD |  | Change to Group benefit
MI402 | 08 - Cardiac | Cobalt™ XT DR ICD MRI SureScan™ with BlueSync mobile remote monitoring | Dual Chamber Implantable Cardioverter Defibrillator with PhysioCurve Design, MRI compatible, Optimised Battery Chemistry, SmartShock 2.0+ Technology, Optivol 2.0 Fluid Status Monitoring, Complete Capture Management, BlueSync technology, DF4 with BlueSync mobile remote monitoring | 33.7 cm3, 80 g | MEDTRONIC AUSTRALASIA PTY LTD | The benefit includes a component for remote monitoring services provided via a remote monitoring system or a smart device application. A separate benefit cannot be claimed in respect of a remote monitoring system listed on Part C of the Schedule. | Change to Group benefit
MI403 | 08 - Cardiac | Cobalt™ DR ICD MRI SureScan™ with BlueSync mobile remote monitoring | Dual Chamber Implantable Cardioverter Defibrillator with PhysioCurve Design, MRI compatible, Optimised Battery Chemistry, SmartShock 2.0 Technology, Complete Capture Management, BlueSync technology, DF4 with BlueSync mobile remote monitoring | 33.7 cm3, 80 g | MEDTRONIC AUSTRALASIA PTY LTD | The benefit includes a component for remote monitoring services provided via a remote monitoring system or a smart device application. A separate benefit cannot be claimed in respect of a remote monitoring system listed on Part C of the Schedule. | Change to Group benefit
MI404 | 08 - Cardiac | Crome™ DR ICD MRI SureScan™ with BlueSync mobile remote monitoring | Dual Chamber Implantable Cardioverter Defibrillator with PhysioCurve Design, MRI compatible, Optimised Battery Chemistry, SmartShock 2.0 Technology, Complete Capture Management, BlueSync technology, DF4 with BlueSync mobile remote monitoring | 33.7 cm3, 80 g | MEDTRONIC AUSTRALASIA PTY LTD | The benefit includes a component for remote monitoring services provided via a remote monitoring system or a smart device application. A separate benefit cannot be claimed in respect of a remote monitoring system listed on Part C of the Schedule. | Change to Group benefit
MI405 | 08 - Cardiac | Cobalt™ XT DR ICD MRI SureScan™ with BlueSync mobile remote monitoring | Dual Chamber Implantable Cardioverter Defibrillator with PhysioCurve Design, MRI compatible, Optimised Battery Chemistry, SmartShock 2.0+ Technology, Optivol 2.0 Fluid Status Monitoring, Complete Capture Management, BlueSync technology, DF1 with BlueSync mobile remote monitoring | 33.1 cm3, 79 g | MEDTRONIC AUSTRALASIA PTY LTD | The benefit includes a component for remote monitoring services provided via a remote monitoring system or a smart device application. A separate benefit cannot be claimed in respect of a remote monitoring system listed on Part C of the Schedule. | Change to Group benefit
MI406 | 08 - Cardiac | Cobalt™ DR ICD MRI SureScan™ with BlueSync mobile remote monitoring | Dual Chamber Implantable Cardioverter Defibrillator with PhysioCurve Design, MRI compatible, Optimised Battery Chemistry, SmartShock 2.0 Technology, Complete Capture Management, BlueSync technology, DF1 with BlueSync mobile remote monitoring | 33.1 cm3, 79 g | MEDTRONIC AUSTRALASIA PTY LTD | The benefit includes a component for remote monitoring services provided via a remote monitoring system or a smart device application. A separate benefit cannot be claimed in respect of a remote monitoring system listed on Part C of the Schedule. | Change to Group benefit
MI413 | 08 - Cardiac | Crome™ DR ICD MRI SureScan™ with BlueSync mobile remote monitoring | Dual Chamber Implantable Cardioverter Defibrillator with PhysioCurve Design, MRI compatible, Optimised Battery Chemistry, SmartShock 2.0 Technology, Complete Capture Management, BlueSync technology, DF1 with BlueSync mobile remote monitoring | 33.1 cm3, 79 g | MEDTRONIC AUSTRALASIA PTY LTD | The benefit includes a component for remote monitoring services provided via a remote monitoring system or a smart device application. A separate benefit cannot be claimed in respect of a remote monitoring system listed on Part C of the Schedule. | Change to Group benefit
RF002 | 08 - Cardiac | Platinium DR 1510 | PLATINIUM DR 1510 is an implantable dual-chamber cardioverter defibrillator. It is equipped with an accelerometer to allow adaptation of pacing to suit the patient’s activity. PLATINIUM DR 1510 is also equipped with the RF wireless technology which enables remote monitoring of patients who have the Sorin SMARTVIEW Monitor installed at home and wireless interrogation and device programming by Orchestra Plus programmer equipped with ORCHESTRA PLUS LINK accessory. The PLATINIUM DR 1510 is designed to recognize and treat slow or fast VT and VF by continuously monitoring atrial and ventricular activity to identify persistent ventricular arrhythmias and to deliver appropriate therapies. PLATINIUM DR 1510 features the PARAD/PARAD+ algorithm, which is specifically designed to differentiate ventricular tachycardias from fast rhythms of supraventricular origin. PARAD/PARAD+ continuously monitors R-R interval stability, searches for long cycles, assesses the degree of P-R association, evaluates sudden onset and determines the chamber of arrhythmia acceleration. | Dimensions 73 x 54.3 x 11.1 mm Weight 86 g Volume 33 cm3 Active surface area of casing 62.7cm2 Connector Atrium: IS-1 bipolar. Ventricle: IS-1 bipolar, 2*DF-1. | MICROPORT CRM PTY LIMITED |  | Change to Group benefit
RF005 | 08 - Cardiac | Platinium DR 1540 | PLATINIUM DR is an implantable dual-chamber cardioverter defibrillator. It is equipped with an accelerometer to allow adaptation of pacing to suit the patient’s activity. PLATINIUM DR is also equipped with the RF wireless technology which enables remote monitoring of patients who have the Sorin SMARTVIEW Monitor installed at home, wireless interrogation and device programming by Orchestra Plus programmer equipped with ORCHESTRA PLUS LINK accessory. PLATINIUM DR provides high energy shocks (42 J) for enhanced safety, as well as automatic lead measurements to monitor system integrity.The PLATINIUM DR can serve as a defibrillation electrode (active housing) with a total surface area of 63 cm². The PLATINIUM DR is designed to recognize and treat slow or fast VT and VF by continuously monitoring atrial and ventricular activity to identify persistent ventricular arrhythmias and to deliver appropriate therapies. PLATINIUM DR features the PARAD/PARAD+ algorithm, which is specifically designed to differentiate ventricular tachycardias from fast rhythms of supraventricular origin. PARAD/PARAD+ continuously monitors R-R interval stability, searches for long cycles, assesses the degree of P-R association, evaluates sudden onset and determines the chamber of arrhythmia acceleration. In addition to the advanced detection scheme, PLATINIUM DR offers programmable dual or single-chamber pacing | Dimensions 72.3 x 54.3 x 11.1 mm Weight 86 g Volume 33 cm3 Active surface area of casing 62.8cm2 Connector Atrium: IS-1 bipolar. Ventricle: DF4. | MICROPORT CRM PTY LIMITED |  | Change to Group benefit
RF045 | 08 - Cardiac | Ulys™ DR 2510 | Dual chamber implantable cardioverter defibrilator | Weight: 86g Volume: 33cc | MICROPORT CRM PTY LIMITED |  | Change to Group benefit
RF051 | 08 - Cardiac | Ulys™ DR 2540 | MRI compatible dual chamber cardioverter defibrillator with DF-4 connector. | Weight - 86g Volume - 33cc | MICROPORT CRM PTY LIMITED |  | Change to Group benefit
SJ319 | 08 - Cardiac | Quadra Assura MP CD3371-40/CD3371/40C | Cardiac Resynchronisation Therapy Cardioverter Defibrillator | 83g, 40cc | ABBOTT MEDICAL AUSTRALIA PTY LTD. |  | Change to Group benefit
SJ320 | 08 - Cardiac | Unify Assura CD3361-40/CD3361-40C | Cardiac Resynchronisation Therapy Cardioverter Defibrillator | 78g, 36cc | ABBOTT MEDICAL AUSTRALIA PTY LTD. |  | Change to Group benefit
SJ321 | 08 - Cardiac | Quadra Assura MP CD3371-40Q/CD3371-40QC | Cardiac Resynchronisation Therapy Defibrillator | 80gm, 38cc | ABBOTT MEDICAL AUSTRALIA PTY LTD. |  | Change to Group benefit
SJ329 | 08 - Cardiac | Unify Assura CD3361-40Q/CD3361-40QC | Cardiac Resynchronisation Therapy Cardioverter Defibrillator | 77g, 36cc | ABBOTT MEDICAL AUSTRALIA PTY LTD. |  | Change to Group benefit
SJ424 | 08 - Cardiac | Gallant HF CRT-D Model CDHFA500Q | Cardiac Resynchronisation Therapy Defibrillator | 34cc, 81g | ABBOTT MEDICAL AUSTRALIA PTY LTD. | The benefit includes a component for remote monitoring services provided via a remote monitoring system or a smart device application. A separate benefit cannot be claimed in respect of a remote monitoring system listed on Part C of the Schedule. | Change to Group benefit
BT228 | 08 - Cardiac | Rivacor 7 HF-T | Triple Chamber ICD, ventricular capture control, physiological rate adaption, automatic event (IEGM) & trend triggered transmission. Wandless telemetry, Home Monitoring, MRI conditional and AutoDetect, ComfortDesign DF4, IS-1 connector | 71.5mm x 60mm x 10 mm, 33cm3, 78grams | BIOTRONIK AUSTRALIA PTY LIMITED |  | Change to Group benefit
BT232 | 08 - Cardiac | Intica Neo 7 HF-T | Triple Chamber ICD, ventricular capture control, physiological rate adaption, automatic event (IEGM) & trend triggered transmission. Wandless telemetry, Home Monitoring w/ QuickCheck, MRI conditional and AutoDetect, DF-1, IS-1 connector | 65mm x 58.5mm x 11mm, 34cm3, 83grams | BIOTRONIK AUSTRALIA PTY LIMITED |  | Change to Group benefit
BT233 | 08 - Cardiac | Intica Neo 7 HF-T QP | Triple Chamber ICD, ventricular capture control, physiological rate adaption, automatic event (IEGM) & trend triggered transmission. Wandless telemetry, LV Multipolar pacing, Home Monitoring w/ QuickCheck, MRI conditional and AutoDetect, DF-1,IS-1, IS4 quadripolar connectors | 65mm x 60.5mm x 11mm, 36cm3, 86grams | BIOTRONIK AUSTRALIA PTY LIMITED |  | Change to Group benefit
BT237 | 08 - Cardiac | Rivacor 5 HF-T | Triple Chamber ICD, ventricular capture control, physiological rate adaption, automatic event (IEGM) & trend triggered transmission. Wandless telemetry, Home Monitoring, MRI conditional and AutoDetect, ComfortDesign, DF4, IS-1 connector | 71.5mm x 60mm x 10mm, 33cm3, 78grams | BIOTRONIK AUSTRALIA PTY LIMITED |  | Change to Group benefit
BT238 | 08 - Cardiac | Rivacor 5 HF-T QP | Triple Chamber ICD, ventricular capture control, physiological rate adaption, automatic event (IEGM) & trend triggered transmission. Wandless telemetry, LV Multipolar pacing, Home Monitoring, MRI conditional and AutoDetect, Comfort Design, DF4,IS-1, IS-4 quadripolar connectors | 75mm x 60mm x 10mm, 35cm3, 82grams | BIOTRONIK AUSTRALIA PTY LIMITED |  | Change to Group benefit
BT240 | 08 - Cardiac | Rivacor 7 HF-T QP | Triple Chamber ICD, ventricular capture control, physiological rate adaption, automatic event (IEGM) & trend triggered transmission. Wandless telemetry, LV Multipole pacing, Home Monitoring w/ Quickcheck, MRI conditional and AutoDetect, ComfortDesign, DF4,IS-1, IS-4 quadripolar connector, | 75mm x 60mm x 10mm, 35cm3, 82grams | BIOTRONIK AUSTRALIA PTY LIMITED |  | Change to Group benefit
BS284 | 08 - Cardiac | AUTOGEN CRT-D DF-4 | ICD with cardiac resynchronization therapy. PaceSafe RV, RA, and LV auto threshold. | 32.5cc, 73.6g, 9.9mm | BOSTON SCIENTIFIC PTY LTD |  | Change to Group benefit
BS285 | 08 - Cardiac | AUTOGEN X4 CRT-D DF-4 | ICD with cardiac resynchronization therapy. | 32.5cc, 73.8g, 9.9mm | BOSTON SCIENTIFIC PTY LTD |  | Change to Group benefit
BS286 | 08 - Cardiac | AUTOGEN CRT-D DF-1 | High energy CRT-D with DF-1 RV connector & lS-1 (G173) or LV-1 (G175) LV connector. PaceSafe RV, RA, and LV auto threshold. | 32.0cc, 72.8g, 9.9mm | BOSTON SCIENTIFIC PTY LTD |  | Change to Group benefit
BS287 | 08 - Cardiac | AUTOGEN X4 CRT-D DF-1 | High energy CRT-D with DF-1 RV connector & lS4 LV connector | 32.0cc, 73.4g, 9.9mm | BOSTON SCIENTIFIC PTY LTD |  | Change to Group benefit
BS342 | 08 - Cardiac | RESONATE X4 CRT-D DF-4 | High energy CRT-D with DF-4 RV connector & lS4 LV connector. SmartCRT, Heart Failure Sensor Suite, ENDURALIFE Battery Technology, IMAGEREADY MR-Conditional | 32.5cc, 73.8g, 5.37 x 8.18 x 0.99cm | BOSTON SCIENTIFIC PTY LTD |  | Change to Group benefit
BS343 | 08 - Cardiac | MOMENTUM X4 CRT-D DF-1 | High energy CRT-D with DF-1 RV connector & lS4 LV connector. ENDURALIFE Battery Technology | 32cc, 73.4g, 5.37 x 8.08 x 0.99cm | BOSTON SCIENTIFIC PTY LTD |  | Change to Group benefit
BS344 | 08 - Cardiac | MOMENTUM CRT-D DF-4 | High energy CRT-D with DF-4 RV connector & IS-1 LV connector. SmartCRT, Heart Failure Sensor Suite, ENDURALIFE Battery Technology | 32.5cc, 73.6g, 5.37 x 8.18 x 0.99cm | BOSTON SCIENTIFIC PTY LTD |  | Change to Group benefit
BS345 | 08 - Cardiac | MOMENTUM CRT-D DF-1 | High energy CRT-D with DF-1 RV connector & lS-1/LV-1 LV connector. SmartCRT, Heart Failure Sensor Suite, ENDURALIFE Battery Technology | 32cc, 72.8-72.9g, 5.37 x 8.08 x 0.99cm | BOSTON SCIENTIFIC PTY LTD |  | Change to Group benefit
MI109 | 08 - Cardiac | VIVA QUAD XT CRT-D IS4/DF4 | ICD with CRT. PhysioCurve Design, AdaptivCRT Algorithm, CardioSync Optimisation, VextorExpress, LV Automated Test, Optimised Battery Chemistry, Smart Shock Technology 2.0, Optivol 2.0 Fluid Status Monitoring, Complete Capture Management and Atrial Therapies. IS4 DF4 | 35cm³ 81g | MEDTRONIC AUSTRALASIA PTY LTD |  | Change to Group benefit
MI200 | 08 - Cardiac | Claria Quad MRI CRT-D | Digital implantable cardioverter defibrillator with cardiac resynchronisation therapy and SureScan™ Technology | 35cm3 81g | MEDTRONIC AUSTRALASIA PTY LTD |  | Change to Group benefit
MI205 | 08 - Cardiac | Amplia MRI CRT-D | ICD with CRT. MRI compatible, PhysioCurve Design, CardioSync Optimisation, VectorExpress, V Automated Test, Optimised Battery Chemistry, Smart Shock Technology 2.0. Complete Capture management. DF4. | 35cm3 80g | MEDTRONIC AUSTRALASIA PTY LTD |  | Change to Group benefit
MI206 | 08 - Cardiac | Amplia MRI Quad CRT-D | ICD with CRT. MRI compatible, PhysioCurve Design, CardioSync Optimisation, VectorExpress, V Automated Test, Optimised Battery Chemistry, Smart Shock Technology 2.0. Complete Capture management. Quad DF4. | 35cm3 81g | MEDTRONIC AUSTRALASIA PTY LTD |  | Change to Group benefit
MI210 | 08 - Cardiac | Claria MRI CRT-D | Digital implantable cardioverter defibrillator with cardiac resynchronisation therapy and SureScan™ Technology | 35cm3 80g | MEDTRONIC AUSTRALASIA PTY LTD |  | Change to Group benefit
MI230 | 08 - Cardiac | Claria MRI Quad CRT-D SureScan | Digital implantable cardioverter defibrillator with cardiac resynchronization therapy and SureScan™ Technology (DDE-DDDR), DF1 | 36 cm3 82 g | MEDTRONIC AUSTRALASIA PTY LTD |  | Change to Group benefit
MI232 | 08 - Cardiac | Claria MRI CRT-D SureScan | Digital implantable cardioverter defibrillator with cardiac resynchronisation therapy and SureScanTM technology | 35cm3 80g | MEDTRONIC AUSTRALASIA PTY LTD |  | Change to Group benefit
MI235 | 08 - Cardiac | Amplia MRI CRT-D SureScan IS1/DF1 | Digital implantable cardioverter defibrillator with cardiac resynchronization therapy and SureScan™ Technology (DDE-DDDR), DF1 | 35cm3 80g | MEDTRONIC AUSTRALASIA PTY LTD |  | Change to Group benefit
MI370 | 08 - Cardiac | Cobalt™ XT HF Quad CRT-D MRI SureScan™ | Implantable Cardioverter Defibrillator with Cardiac Resynchronisation therapy with PhysioCurve Design, MRI compatible, SmartShock 2.0+ Technology, OptiVol 2.0 Fluid Status Monitoring, CardioSync Optimisation Test, VectorExpress LV Automated Test, Complete Capture Management, BlueSync technology, Quad DF4 | 35.5 cm3, 83 g | MEDTRONIC AUSTRALASIA PTY LTD |  | Change to Group benefit
MI371 | 08 - Cardiac | Cobalt™ XT HF CRT-D MRI SureScan™ | Implantable Cardioverter Defibrillator with Cardiac Resynchronisation therapy with PhysioCurve Design, MRI compatible, SmartShock 2.0+ Technology, OptiVol 2.0 Fluid Status Monitoring, CardioSync Optimisation Test, Complete Capture Management, BlueSync technology, DF4 | 35 cm3, 82.1 g | MEDTRONIC AUSTRALASIA PTY LTD |  | Change to Group benefit
MI372 | 08 - Cardiac | Cobalt™ XT HF Quad CRT-D MRI SureScan™ | Implantable Cardioverter Defibrillator with Cardiac Resynchronisation therapy, MRI compatible, SmartShock 2.0+ Technology, OptiVol 2.0 Fluid Status Monitoring, CardioSync Optimisation Test, VectorExpress LV Automated Test, Complete Capture Management, BlueSync technology, DF1 | 36.3 cm3, 83 g | MEDTRONIC AUSTRALASIA PTY LTD |  | Change to Group benefit
MI373 | 08 - Cardiac | Cobalt™ HF CRT-D MRI SureScan™ | Implantable Cardioverter Defibrillator with Cardiac Resynchronisation therapy with PhysioCurve Design, MRI compatible, SmartShock 2.0 Technology, OptiVol 2.0 Fluid Status Monitoring, CardioSync Optimisation Test, Complete Capture Management, BlueSync technology, DF4 | 35 cm3, 82.1g | MEDTRONIC AUSTRALASIA PTY LTD |  | Change to Group benefit
MI374 | 08 - Cardiac | Crome™ HF Quad CRT-D MRI SureScan™ | Implantable Cardioverter Defibrillator with Cardiac Resynchronisation therapy with PhysioCurve Design, MRI compatible, SmartShock 2.0 Technology, OptiVol 2.0 Fluid Status Monitoring, CardioSync Optimisation Test, VectorExpress LV Automated Test, Complete Capture Management, BlueSync technology, Quad DF4 | 35.5 cm3, 83 g | MEDTRONIC AUSTRALASIA PTY LTD |  | Change to Group benefit
MI375 | 08 - Cardiac | Crome™ HF CRT-D MRI SureScan™ | Implantable Cardioverter Defibrillator with Cardiac Resynchronisation therapy with PhysioCurve Design, MRI compatible, SmartShock 2.0 Technology, OptiVol 2.0 Fluid Status Monitoring, CardioSync Optimisation Test, Complete Capture Management, BlueSync technology, DF4 | 35 cm3, 82.1 g | MEDTRONIC AUSTRALASIA PTY LTD |  | Change to Group benefit
MI376 | 08 - Cardiac | Cobalt™ HF Quad CRT-D MRI SureScan™ | Implantable Cardioverter Defibrillator with Cardiac Resynchronisation therapy, MRI compatible, SmartShock 2.0 Technology, OptiVol 2.0 Fluid Status Monitoring, CardioSync Optimisation Test, VectorExpress LV Automated Test, Complete Capture Management, BlueSync technology, DF1 | 36.3 cm3, 83 g | MEDTRONIC AUSTRALASIA PTY LTD |  | Change to Group benefit
MI377 | 08 - Cardiac | Cobalt™ HF CRT-D MRI SureScan™ | Implantable Cardioverter Defibrillator with Cardiac Resynchronisation therapy, MRI compatible, SmartShock 2.0 Technology, OptiVol 2.0 Fluid Status Monitoring, CardioSync Optimisation Test, Complete Capture Management, BlueSync technology, DF1 | 35 cm3, 83 g | MEDTRONIC AUSTRALASIA PTY LTD |  | Change to Group benefit
MI378 | 08 - Cardiac | Crome™ HF CRT-D MRI SureScan™ | Implantable Cardioverter Defibrillator with Cardiac Resynchronisation therapy, MRI compatible, SmartShock 2.0 Technology, OptiVol 2.0 Fluid Status Monitoring, CardioSync Optimisation Test, Complete Capture Management, BlueSync technology, DF1 | 35 cm3, 82 g | MEDTRONIC AUSTRALASIA PTY LTD |  | Change to Group benefit
MI389 | 08 - Cardiac | Cobalt™ HF Quad CRT-D MRI SureScan™ | Implantable Cardioverter Defibrillator with Cardiac Resynchronisation therapy with PhysioCurve Design, MRI compatible, SmartShock 2.0 Technology, OptiVol 2.0 Fluid Status Monitoring, CardioSync Optimisation Test, VectorExpress LV Automated Test, Complete Capture Management, BlueSync technology, Quad DF4 | 35.5 cm3, 83 g | MEDTRONIC AUSTRALASIA PTY LTD |  | Change to Group benefit
MI390 | 08 - Cardiac | Cobalt™ XT HF CRT-D MRI SureScan™ | Implantable Cardioverter Defibrillator with Cardiac Resynchronisation therapy, MRI compatible, SmartShock 2.0+ Technology, OptiVol 2.0 Fluid Status Monitoring, CardioSync Optimisation Test, Complete Capture Management, BlueSync technology, DF1 | 35 cm3, 82g | MEDTRONIC AUSTRALASIA PTY LTD |  | Change to Group benefit
MI391 | 08 - Cardiac | Crome™ HF Quad CRT-D MRI SureScan™ | Implantable Cardioverter Defibrillator with Cardiac Resynchronisation therapy, MRI compatible, SmartShock 2.0 Technology, OptiVol 2.0 Fluid Status Monitoring, CardioSync Optimisation Test, VectorExpress LV Automated Test, Complete Capture Management, BlueSync technology, DF1 | 36.3 cm3, 83 g | MEDTRONIC AUSTRALASIA PTY LTD |  | Change to Group benefit
MI416 | 08 - Cardiac | Cobalt™ HF Quad CRT-D MRI SureScan™ with BlueSync mobile remote monitoring | Implantable Cardioverter Defibrillator with Cardiac Resynchronisation therapy, MRI compatible, SmartShock 2.0 Technology, OptiVol 2.0 Fluid Status Monitoring, CardioSync Optimisation Test, VectorExpress LV Automated Test, Complete Capture Management, BlueSync technology, DF1 with BlueSync mobile remote monitoring | 36.3 cm3, 83 g | MEDTRONIC AUSTRALASIA PTY LTD | The benefit includes a component for remote monitoring services provided via a remote monitoring system or a smart device application. A separate benefit cannot be claimed in respect of a remote monitoring system listed on Part C of the Schedule. | Change to Group benefit
MI417 | 08 - Cardiac | Cobalt™ HF CRT-D MRI SureScan™ with BlueSync mobile remote monitoring | Implantable Cardioverter Defibrillator with Cardiac Resynchronisation therapy, MRI compatible, SmartShock 2.0 Technology, OptiVol 2.0 Fluid Status Monitoring, CardioSync Optimisation Test, Complete Capture Management, BlueSync technology, DF1 with BlueSync mobile remote monitoring | 35 cm3, 82 g | MEDTRONIC AUSTRALASIA PTY LTD | The benefit includes a component for remote monitoring services provided via a remote monitoring system or a smart device application. A separate benefit cannot be claimed in respect of a remote monitoring system listed on Part C of the Schedule. | Change to Group benefit
MI418 | 08 - Cardiac | Crome™ HF Quad CRT-D MRI SureScan™ with BlueSync mobile remote monitoring | Implantable Cardioverter Defibrillator with Cardiac Resynchronisation therapy, MRI compatible, SmartShock 2.0 Technology, OptiVol 2.0 Fluid Status Monitoring, CardioSync Optimisation Test, VectorExpress LV Automated Test, Complete Capture Management, BlueSync technology, DF1 with BlueSync mobile remote monitoring | 36.3 cm3, 83 g | MEDTRONIC AUSTRALASIA PTY LTD | The benefit includes a component for remote monitoring services provided via a remote monitoring system or a smart device application. A separate benefit cannot be claimed in respect of a remote monitoring system listed on Part C of the Schedule. | Change to Group benefit
MI419 | 08 - Cardiac | Crome™ HF CRT-D MRI SureScan™ with BlueSync mobile remote monitoring | Implantable Cardioverter Defibrillator with Cardiac Resynchronisation therapy, MRI compatible, SmartShock 2.0 Technology, OptiVol 2.0 Fluid Status Monitoring, CardioSync Optimisation Test, Complete Capture Management, BlueSync technology, DF1 with BlueSync mobile remote monitoring | 35 cm3, 82 g | MEDTRONIC AUSTRALASIA PTY LTD | The benefit includes a component for remote monitoring services provided via a remote monitoring system or a smart device application. A separate benefit cannot be claimed in respect of a remote monitoring system listed on Part C of the Schedule. | Change to Group benefit
MI420 | 08 - Cardiac | Cobalt™ XT HF Quad CRT-D MRI SureScan™ with BlueSync mobile remote monitoring | Implantable Cardioverter Defibrillator with Cardiac Resynchronisation therapy with PhysioCurve Design, MRI compatible, SmartShock 2.0+ Technology, OptiVol 2.0 Fluid Status Monitoring, CardioSync Optimisation Test, VectorExpress LV Automated Test, Complete Capture Management, BlueSync technology, Quad DF4 with BlueSync mobile remote monitoring | 35.5 cm3, 83 g | MEDTRONIC AUSTRALASIA PTY LTD | The benefit includes a component for remote monitoring services provided via a remote monitoring system or a smart device application. A separate benefit cannot be claimed in respect of a remote monitoring system listed on Part C of the Schedule. | Change to Group benefit
MI421 | 08 - Cardiac | Cobalt™ XT HF CRT-D MRI SureScan™ with BlueSync mobile remote monitoring | Implantable Cardioverter Defibrillator with Cardiac Resynchronisation therapy with PhysioCurve Design, MRI compatible, SmartShock 2.0+ Technology, OptiVol 2.0 Fluid Status Monitoring, CardioSync Optimisation Test, Complete Capture Management, BlueSync technology, DF4 with BlueSync mobile remote monitoring | 35 cm3, 82.1 g | MEDTRONIC AUSTRALASIA PTY LTD | The benefit includes a component for remote monitoring services provided via a remote monitoring system or a smart device application. A separate benefit cannot be claimed in respect of a remote monitoring system listed on Part C of the Schedule. | Change to Group benefit
MI422 | 08 - Cardiac | Crome™ HF Quad CRT-D MRI SureScan™ with BlueSync mobile remote monitoring | Implantable Cardioverter Defibrillator with Cardiac Resynchronisation therapy with PhysioCurve Design, MRI compatible, SmartShock 2.0 Technology, OptiVol 2.0 Fluid Status Monitoring, CardioSync Optimisation Test, VectorExpress LV Automated Test, Complete Capture Management, BlueSync technology, Quad DF4 with BlueSync mobile remote monitoring | 35.5 cm3, 83 g | MEDTRONIC AUSTRALASIA PTY LTD | The benefit includes a component for remote monitoring services provided via a remote monitoring system or a smart device application. A separate benefit cannot be claimed in respect of a remote monitoring system listed on Part C of the Schedule. | Change to Group benefit
MI423 | 08 - Cardiac | Crome™ HF CRT-D MRI SureScan™ with BlueSync mobile remote monitoring | Implantable Cardioverter Defibrillator with Cardiac Resynchronisation therapy with PhysioCurve Design, MRI compatible, SmartShock 2.0 Technology, OptiVol 2.0 Fluid Status Monitoring, CardioSync Optimisation Test, Complete Capture Management, BlueSync technology, DF4 with BlueSync mobile remote monitoring | 35 cm3, 82.1 g | MEDTRONIC AUSTRALASIA PTY LTD | The benefit includes a component for remote monitoring services provided via a remote monitoring system or a smart device application. A separate benefit cannot be claimed in respect of a remote monitoring system listed on Part C of the Schedule. | Change to Group benefit
MI424 | 08 - Cardiac | Cobalt™ XT HF Quad CRT-D MRI SureScan™ with BlueSync mobile remote monitoring | Implantable Cardioverter Defibrillator with Cardiac Resynchronisation therapy, MRI compatible, SmartShock 2.0+ Technology, OptiVol 2.0 Fluid Status Monitoring, CardioSync Optimisation Test, VectorExpress LV Automated Test, Complete Capture Management, BlueSync technology, DF1 with BlueSync mobile remote monitoring | 36.3 cm3, 83 g | MEDTRONIC AUSTRALASIA PTY LTD | The benefit includes a component for remote monitoring services provided via a remote monitoring system or a smart device application. A separate benefit cannot be claimed in respect of a remote monitoring system listed on Part C of the Schedule. | Change to Group benefit
MI425 | 08 - Cardiac | Cobalt™ XT HF CRT-D MRI SureScan™ with BlueSync mobile remote monitoring | Implantable Cardioverter Defibrillator with Cardiac Resynchronisation therapy, MRI compatible, SmartShock 2.0+ Technology, OptiVol 2.0 Fluid Status Monitoring, CardioSync Optimisation Test, Complete Capture Management, BlueSync technology, DF1 with BlueSync mobile remote monitoring | 35 cm3, 82 g | MEDTRONIC AUSTRALASIA PTY LTD | The benefit includes a component for remote monitoring services provided via a remote monitoring system or a smart device application. A separate benefit cannot be claimed in respect of a remote monitoring system listed on Part C of the Schedule. | Change to Group benefit
MI426 | 08 - Cardiac | Cobalt™ HF Quad CRT-D MRI SureScan™ with BlueSync mobile remote monitoring | Implantable Cardioverter Defibrillator with Cardiac Resynchronisation therapy with PhysioCurve Design, MRI compatible, SmartShock 2.0 Technology, OptiVol 2.0 Fluid Status Monitoring, CardioSync Optimisation Test, VectorExpress LV Automated Test, Complete Capture Management, BlueSync technology, Quad DF4 with BlueSync mobile remote monitoring | 35.5 cm3, 83 g | MEDTRONIC AUSTRALASIA PTY LTD | The benefit includes a component for remote monitoring services provided via a remote monitoring system or a smart device application. A separate benefit cannot be claimed in respect of a remote monitoring system listed on Part C of the Schedule. | Change to Group benefit
MI427 | 08 - Cardiac | Cobalt™ HF CRT-D MRI SureScan™ with BlueSync mobile remote monitoring | Implantable Cardioverter Defibrillator with Cardiac Resynchronisation therapy with PhysioCurve Design, MRI compatible, SmartShock 2.0 Technology, OptiVol 2.0 Fluid Status Monitoring, CardioSync Optimisation Test, Complete Capture Management, BlueSync technology, DF4 with BlueSync mobile remote monitoring | 35 cm3, 82.1 g | MEDTRONIC AUSTRALASIA PTY LTD | The benefit includes a component for remote monitoring services provided via a remote monitoring system or a smart device application. A separate benefit cannot be claimed in respect of a remote monitoring system listed on Part C of the Schedule. | Change to Group benefit
RF003 | 08 - Cardiac | Platinium CRT-D SonR 1811 | PLATINIUM SonR CRT-D is an implantable cardioverter defibrillator for the recognition and treatment of ventricular tachycardia and fibrillation, with ventricular resynchronization, in patients with spontaneous or inducible tachyarrhythmias. PLATINIUM SonR CRT-D is equipped with an accelerometer to allow adaptation of pacing to suit the patient’s activity. PLATINIUM SonR CRT-D is also equipped with the RF wireless technology which enables remote monitoring of patients who have the Sorin SMARTVIEW Monitor installed at home, and wireless interrogation and device programming by Orchestra Plus programmer equipped with ORCHESTRA PLUS LINK accessory. If used in conjunction with a dedicated atrial lead featuring the SonR sensor, PLATINIUM SonR CRT-D can analyze micro-accelerations of the heart walls to derive information pertaining to cardiac contractility. The signal picked-up by the SonR sensor can be processed by PLATINIUM SonR CRT-D in order to automatically adjust AV and VV delays for optimal resynchronization therapy. PLATINIUM SonR CRT-D provides a range of therapeutic and diagnostic functions: ─ high energy shocks ─ atrial tachyarrhythmia prevention ─ automatic lead measurements ─ advanced diagnostic functions ─ automatic AV and VV delay optimization PLATINIUM SonR CRT-D is protected against high-frequency signals emitted by cellular telephones. | 1811 MODEL: Dimensions 73 x 54.3 x 11.1 mm Weight 86 g Volume 33 cm3 Active surface area of casing 62.7cm2 Connector Atrium: SonR (IS-1 bipolar compatible). Right ventricle: IS-1 bipolar, 2*DF-1. Left ventricle: IS-1 bipolar (unipolar compatible). | MICROPORT CRM PTY LIMITED |  | Change to Group benefit
RF006 | 08 - Cardiac | Platinium CRT-D 1711 | PLATINIUM CRT-D is an implantable cardioverter defibrillator for the recognition and treatment of ventricular tachycardia and fibrillation, with ventricular resynchronization, in patients with spontaneous or inducible tachyarrhythmias. PLATINIUM CRT-D is equipped with an accelerometer to allow adaptation of pacing to suit the patient’s activity. PLATINIUM CRT-D is also equipped with the RF wireless technology which enables remote monitoring of patients who have the Sorin SMARTVIEW Monitor installed at home and wireless interrogation and device programming by Orchestra Plus programmer equipped with ORCHESTRA PLUS LINK accessory. PLATINIUM CRT-D provides a range of therapeutic and diagnostic functions including high energy shocks, atrial tachyarrhythmia prevention, automatic lead measurements, and advanced diagnostic functions. PLATINIUM CRT-D is protected against high-frequency signals emitted by cellular telephones. | Dimensions 73 x 54.3 x 11.1 mm Weight 86 g Volume 33 cm3 Active surface area of casing 62.7cm2 Connector Atrium: IS-1 bipolar. Right ventricle: IS-1 bipolar, 2*DF-1. Left ventricle: IS-1 bipolar (unipolar compatible). | MICROPORT CRM PTY LIMITED |  | Change to Group benefit
RF007 | 08 - Cardiac | Platinium CRT-D SonR 1841 DF4 | PLATINIUM SonR CRT-D is an implantable cardioverter defibrillator for the recognition and treatment of ventricular tachycardia and fibrillation, with ventricular resynchronization, in patients with spontaneous or inducible tachyarrhythmias. PLATINIUM SonR CRT-D is equipped with an accelerometer to allow adaptation of pacing to suit the patient’s activity. PLATINIUM SonR CRT-D is also equipped with the RF wireless technology which enables remote monitoring of patients who have the Sorin SMARTVIEW Monitor installed at home, wireless interrogation and device programming by Orchestra Plus programmer equipped with ORCHESTRA PLUS LINK accessory. If used in conjunction with a dedicated atrial lead featuring the SonR sensor, PLATINIUM SonR CRT-D can analyze micro-accelerations of the heart walls to derive information pertaining to cardiac contractility. The signal picked-up by the SonR sensor can be processed by PLATINIUM SonR CRT-D in order to automatically adjust AV and VV delays for optimal resynchronization therapy. PLATINIUM SonR CRT-D provides a range of therapeutic and diagnostic functions: ─ high energy shocks ─ atrial tachyarrhythmia prevention ─ automatic lead measurements ─ advanced diagnostic functions ─ automatic AV and VV delay optimization PLATINIUM SonR CRT-D is protected against high-frequency signals emitted by cellular telephones. | 1841 MODEL: Dimensions 72.3 x 54.3 x 11.1 mm Weight 87 g Volume 33 cm3 Active surface area of casing 62.8cm2 Connector Atrium: SonR (IS-1 bipolar compatible). Right ventricle: DF4. Left ventricle: IS-1 bipolar (unipolar compatible). | MICROPORT CRM PTY LIMITED |  | Change to Group benefit
RF008 | 08 - Cardiac | Platinium CRT-D 1741 | PLATINIUM CRT-D 1741 is an implantable cardioverter defibrillator for the recognition and treatment of ventricular tachycardia and fibrillation, with ventricular resynchronization, in patients with spontaneous or inducible tachyarrhythmias. PLATINIUM CRT-D 1741 is equipped with an accelerometer to allow adaptation of pacing to suit the patient’s activity. PLATINIUM CRT-D 1741 is also equipped with the RF wireless technology which enables remote monitoring of patients who have the Sorin SMARTVIEW Monitor installed at home and wireless interrogation and device programming by Orchestra Plus programmer equipped with ORCHESTRA PLUS LINK accessory. PLATINIUM CRT-D 1741 provides a range of therapeutic and diagnostic functions including high energy shocks, atrial tachyarrhythmia prevention, automatic lead measurements, and advanced diagnostic functions. PLATINIUM CRT-D is protected against high-frequency signals emitted by cellular telephones. | Dimensions 72.3 x 54.3 x 11.1 mm Weight 87 g Volume 33 cm3 Active surface area of casing 62.8cm2 Connector Atrium: IS-1 bipolar. Right ventricle: DF4. Left ventricle: IS-1 bipolar (unipolar compatible). | MICROPORT CRM PTY LIMITED |  | Change to Group benefit
RF019 | 08 - Cardiac | Platinium 4LV SonR CRT-D 1844 | Implantable cardioverter defibrillator with remote monitoring, cardiac resynchronisation therapy and SonR optimisation. | 78.1 X 54.3 X 11.1 mm 33.7cc 91g | MICROPORT CRM PTY LIMITED |  | Change to Group benefit
RF020 | 08 - Cardiac | Platinium 4LV CRT-D 1744 | Implantable cardioverter defibrillator with cardiac resynchronisation therapy and remote monitoring | 78.1 X 54.3 X 11.1 mm 91g 33.7cc | MICROPORT CRM PTY LIMITED |  | Change to Group benefit
RF046 | 08 - Cardiac | Gali™ 4LV SonR CRT-D 2844 | Implantable cardioverter defibrillator with cardiac resynchronisation therapy and DF4 connector | Weight- 91g Volume - 33.7cc | MICROPORT CRM PTY LIMITED |  | Change to Group benefit
RF048 | 08 - Cardiac | Gali™ SonR CRT-D 2841 | Implantable cardioverter defibrillator with cardiac resynchronisation therapy and DF4 connector | Weight - 87g Volume - 33cc | MICROPORT CRM PTY LIMITED |  | Change to Group benefit
RF050 | 08 - Cardiac | Gali™SonR CRT-D 2811 | Implantable cardioverter defibrillator with cardiac resynchronisation therapy and SonR optimisation | Weight - 86g Volume - 33cc | MICROPORT CRM PTY LIMITED |  | Change to Group benefit
SJ363 | 08 - Cardiac | Assurity MRI PM1272 | MRI Conditional RF Single Chamber Rate Responsive Pacemaker | 10.4cc, 20g | ABBOTT MEDICAL AUSTRALIA PTY LTD. |  | Change to Group benefit
SJ365 | 08 - Cardiac | Endurity MRI PM1172 | MR Conditional Single Chamber Pacing System | 9.7cc, 19g | ABBOTT MEDICAL AUSTRALIA PTY LTD. |  | Change to Group benefit
BT203 | 08 - Cardiac | Edora 8 SR-T | Single Chamber Pacemaker, ventricular capture control, physiological rate adaption, automatic event (IEGM) & trend triggered transmission. Wandless telemetry, Home Monitoring, MRI AutoDect, MRI conditional, IS-1 connector | 48 x 40 x 6.5 mm, 10 cm3 , 20.8 grams | BIOTRONIK AUSTRALIA PTY LIMITED |  | Change to Group benefit
BT215 | 08 - Cardiac | Evity 8 SR-T | Single Chamber Pacemaker, ventricular capture control, physiological rate adaption, automatic event (IEGM) & trend triggered transmission. Wandless telemetry, Home Monitoring, MRI AutoDect, MRI conditional, IS-1 connector | IS-1 (1x) 10 cm3/ 20.8g 48 mm × 40 mm × 6.5 mm | BIOTRONIK AUSTRALIA PTY LIMITED |  | Change to Group benefit
BT218 | 08 - Cardiac | Evity 6 SR-T | Single Chamber Pacemaker, ventricular capture control, physiological rate adaption, automatic event (IEGM) & trend triggered transmission. Wandless telemetry, Home Monitoring, MRI AutoDect, MRI conditional, IS-1 connector | IS-1 (1x) 10 cm3/ 20.8g 48 mm × 40 mm × 6.5 mm | BIOTRONIK AUSTRALIA PTY LIMITED |  | Change to Group benefit
BS271 | 08 - Cardiac | VITALIO MRI SR | Single Chamber Pacemaker, MRI Compatible | 11.5cc | BOSTON SCIENTIFIC PTY LTD |  | Change to Group benefit
BS320 | 08 - Cardiac | ACCOLADE MRI SR | Single Chamber Pacemaker, MRI Conditional | ACCOLADE MRI SR 4.45 x 4.81 x 0.75cm | BOSTON SCIENTIFIC PTY LTD |  | Change to Group benefit
MC728 | 08 - Cardiac | Adapta Pacemaker | SR Pacemaker Models ADSR01, ADSR06, ADSR03 | 9.7 - 11.0cc 21.5 - 22.5g | MEDTRONIC AUSTRALASIA PTY LTD |  | Change to ARTG, Change to Group benefit
MI161 | 08 - Cardiac | Advisa SR MRI SureScan pacemaker A3SR01 | Single chamber pacemaker with SureScan MRI Technology | 11.9cm3 21g | MEDTRONIC AUSTRALASIA PTY LTD |  | Change to Group benefit
MI223 | 08 - Cardiac | Azure S SR MRI SureScan | MR Conditional single chamber pacemaker with SureScan™ technology and Bluetooth® wireless telemetry (OOE-VVIR) | 12.25cm3 22.5g | MEDTRONIC AUSTRALASIA PTY LTD |  | Change to Group benefit
MI228 | 08 - Cardiac | Attesta SR MRI SureScan pacemaker | MRI, single chamber rate responsive pacemaker (AAIR/VVIR, AAI/VVI) | 9.7cm3 21.5g | MEDTRONIC AUSTRALASIA PTY LTD |  | Change to Group benefit
MI246 | 08 - Cardiac | Azure XT SR MRI SureScan | MR Conditional single chamber pacemaker with SureScan™ technology and Bluetooth® wireless telemetry (OOE-VVIR) | 12.25cm3 22.5g | MEDTRONIC AUSTRALASIA PTY LTD |  | Change to Group benefit
MI446 | 08 - Cardiac | Azure XT SR MRI SureScan with BlueSync mobile remote monitoring | MR Conditional single chamber pacemaker with SureScan™ technology and Bluetooth® wireless telemetry (OOE-VVIR) with BlueSync mobile remote monitoring | 12.25cm3 22.5g | MEDTRONIC AUSTRALASIA PTY LTD | The benefit includes a component for remote monitoring services provided via a remote monitoring system or a smart device application. A separate benefit cannot be claimed in respect of a remote monitoring system listed on Part C of the Schedule. | Change to Group benefit
MI447 | 08 - Cardiac | Azure S SR MRI SureScanTM with BlueSync mobile remote monitoring | MR Conditional single chamber pacemaker with SureScan™ technology and Bluetooth® wireless telemetry (OOE-VVIR) with BlueSync mobile remote monitoring | 12.25cm3 22.5g | MEDTRONIC AUSTRALASIA PTY LTD | The benefit includes a component for remote monitoring services provided via a remote monitoring system or a smart device application. A separate benefit cannot be claimed in respect of a remote monitoring system listed on Part C of the Schedule. | Change to Group benefit
RF012 | 08 - Cardiac | KORA 100 SR | KORA 100 SR is a Single Chamber MRI conditional rate-responsive pacemaker. | Dimensions 37.4 x 41.5 x 6.1mm, Weight 19g. Volume 7.5cm3. Connector IS-1. Sensors Minute Ventilation (MV) and Accelerometer (G). | MICROPORT CRM PTY LIMITED |  | Change to Group benefit
RF027 | 08 - Cardiac | OTO SR | Single Chamber MRI Conditional Pacemaker | Weight- 19g Volume - 7.5cc | MICROPORT CRM PTY LIMITED |  | Change to Group benefit
RF028 | 08 - Cardiac | TEO SR | Single Chamber MRI Conditional Pacemaker | Weight - 19g Volume- 7.5cc | MICROPORT CRM PTY LIMITED |  | Change to Group benefit
RF031 | 08 - Cardiac | ENO SR | Single Chamber MRI Conditional Pacemaker | Weight -19g Volume 7.5cc | MICROPORT CRM PTY LIMITED |  | Change to Group benefit
RF043 | 08 - Cardiac | Alizea™ SR | Single Chamber MRI Conditional Pacemaker | Volume - 10.5cc Weight -23.3g | MICROPORT CRM PTY LIMITED |  | Change to Group benefit
SJ364 | 08 - Cardiac | Assurity MRI PM2272 | MR Conditional RF Dual Chamber Rate Responsive Pacemaker | 10.4cc, 20g | ABBOTT MEDICAL AUSTRALIA PTY LTD. |  | Change to Group benefit
SJ366 | 08 - Cardiac | Endurity MRI PM2172 | Dual Chamber MR Conditional Rate Responsive Pacemaker | 10.4cc, 20g | ABBOTT MEDICAL AUSTRALIA PTY LTD. |  | Change to Group benefit
BT193 | 08 - Cardiac | Edora 8 DR-T | Dual Chamber Pacemaker, ventricular capture control, physiological rate adaption, automatic event (IEGM) & trend triggered transmission. Wandless telemetry, Home Monitoring, MRI AutoDetect, MRI conditional, IS-1 connector | 48 x 44 x 6.5 mm, 11 cm3, 23.2 grams | BIOTRONIK AUSTRALIA PTY LIMITED |  | Change to Group benefit
BT214 | 08 - Cardiac | Evity 8 DR-T | Dual Chamber Pacemaker, ventricular capture control, physiological rate adaption, automatic event (IEGM) & trend triggered transmission. Wandless telemetry, Home Monitoring, MRI AutoDetect, MRI conditional, IS-1 connector | IS-1 (2x) 11 cm3/ 23.2 g 48 mm × 44 mm × 6.5 mm | BIOTRONIK AUSTRALIA PTY LIMITED |  | Change to Group benefit
BT219 | 08 - Cardiac | Evity 6 DR-T | Dual Chamber Pacemaker, ventricular capture control, physiological rate adaption,automatic event (IEGM) & trend triggered transmission. Wandless telemetry, Home Monitoring, MRI AutoDetect, MRI conditional, IS-1 connector | IS-1 (2x) 11 cm3/ 23.2 g 48 mm × 44 mm × 6.5 mm | BIOTRONIK AUSTRALIA PTY LIMITED |  | Change to Group benefit
BT242 | 08 - Cardiac | Enitra 8 DR-T | Dual Chamber Pacemaker, ventricular capture control, physiological rate adaption,automatic event (IEGM) & trend triggered transmission. Wandless telemetry, Home Monitoring, MRI AutoDetect, MRI conditional, IS-1 connector | 11 cm3/ 23.2 g 48 mm × 44 mm × 6.5 mm | BIOTRONIK AUSTRALIA PTY LIMITED |  | Change to Group benefit
BS269 | 08 - Cardiac | VITALIO MRI EL DR | Dual Chamber Pacemaker, extended life MRI Compatible | 14cc | BOSTON SCIENTIFIC PTY LTD |  | Change to Group benefit
BS321 | 08 - Cardiac | ACCOLADE MRI DR SL and EL | Dual Chamber Pacemaker, MRI Conditional | ACCOLADE MRI DR SL 4.45 x 5.02 x 0.75cm and ACCOLADE MRI DR EL 4.45 x 5.88 x 0.75cm | BOSTON SCIENTIFIC PTY LTD |  | Change to Group benefit
MC726 | 08 - Cardiac | Adapta Pacemaker | DR Pacemaker Models ADDR01, ADDRS1, ADDRL1, ADDR06, ADDR03 | 11.1-14.2cc 23.6g-31.3g | MEDTRONIC AUSTRALASIA PTY LTD |  | Change to ARTG, Change to Group benefit
MC933 | 08 - Cardiac | Advisa DR MRI SureScan | Model A3DR01 Digital dual chamber pacemaker with SureScan Technology (OAE-DDDR) MR Conditional with MVP Mode, Complete Capture Management Diagnostic (ACM, RVCM), AT/AF Suite Diagnostics and Therapies, OptiVol Fluid Status Monitoring, and Therapy Guide Fea | 13cc, 22g | MEDTRONIC AUSTRALASIA PTY LTD |  | Change to ARTG, Change to Group benefit
MI222 | 08 - Cardiac | Attesta DR MRI SureScan pacemaker | MRI safe, dual chamber rate responsive pacemaker (DDDR) | 12.1cm3 23.6g | MEDTRONIC AUSTRALASIA PTY LTD |  | Change to Group benefit
MI226 | 08 - Cardiac | Attesta L DR MRI SureScan pacemaker | MRI, dual chamber rate responsible pacemaker (DDDR) | 13.1cm3 31.3g | MEDTRONIC AUSTRALASIA PTY LTD |  | Change to Group benefit
MI233 | 08 - Cardiac | Attesta S DR MRI SureScan pacemaker | MRI, dual chamber rate responsive pacemaker (DDDR) | 11.1cm3 23.6g | MEDTRONIC AUSTRALASIA PTY LTD |  | Change to Group benefit
MI237 | 08 - Cardiac | Azure XT DR MRI SureScan | MR Conditional dual chamber pacemaker with SureScan™ technology and Bluetooth® wireless telemetry | 12.75 cm3 22.5g | MEDTRONIC AUSTRALASIA PTY LTD |  | Change to Group benefit
MI243 | 08 - Cardiac | Azure S DR MRI SureScan | MR Conditional dual chamber pacemaker with SureScan™ technology and Bluetooth® wireless telemetry (OOE-DDDR) | 12.75cm3 22.5g | MEDTRONIC AUSTRALASIA PTY LTD |  | Change to Group benefit
MI448 | 08 - Cardiac | Azure XT DR MRI SureScan with BlueSync mobile remote monitoring | MR Conditional dual chamber pacemaker with SureScan™ technology and Bluetooth® wireless telemetry with BlueSync mobile remote monitoring | 12.75 cm3 22.5g | MEDTRONIC AUSTRALASIA PTY LTD | The benefit includes a component for remote monitoring services provided via a remote monitoring system or a smart device application. A separate benefit cannot be claimed in respect of a remote monitoring system listed on Part C of the Schedule. | Change to Group benefit
MI449 | 08 - Cardiac | Azure S DR MRI SureScan with BlueSync mobile remote monitoring | MR Conditional dual chamber pacemaker with SureScan™ technology and Bluetooth® wireless telemetry (OOE-DDDR) with BlueSync mobile remote monitoring | 12.75 cm3 22.5g | MEDTRONIC AUSTRALASIA PTY LTD | The benefit includes a component for remote monitoring services provided via a remote monitoring system or a smart device application. A separate benefit cannot be claimed in respect of a remote monitoring system listed on Part C of the Schedule. | Change to Group benefit
RF016 | 08 - Cardiac | KORA 100 DR | KORA 100 DR is a Dual Chamber MRI conditional, Rate Responsive Pacemaker | 41.2 x 41.5 x 6.1mm | MICROPORT CRM PTY LIMITED |  | Change to Group benefit
RF026 | 08 - Cardiac | ENO DR | Dual Chamber MRI Conditional Pacemaker | Weight 20g Volume 8cc | MICROPORT CRM PTY LIMITED |  | Change to Group benefit
RF029 | 08 - Cardiac | OTO DR | Dual Chamber MRI Conditional Pacemaker | Weight - 20g Volume - 8cc | MICROPORT CRM PTY LIMITED |  | Change to Group benefit
RF030 | 08 - Cardiac | TEO DR | Dual Chamber MRI Conditional Pacemaker | Weight - 20g Volume - 8cc | MICROPORT CRM PTY LIMITED |  | Change to Group benefit
RF042 | 08 - Cardiac | Alizea™ DR | Dual chamber MRI conditional pacemaker | Volume - 10.95cc Weight - 24.2g | MICROPORT CRM PTY LIMITED |  | Change to Group benefit
MC026 | 08 - Cardiac | Medtronic Transvene SVC Lead Model 6937; | Model 6937-35, Model 6937-52, Model 6937-58, Model 6937-110; Silicone; | 35 - 110cm x 660mm | MEDTRONIC AUSTRALASIA PTY LTD |  | Change to Group benefit
MC251 | 08 - Cardiac | Implantable Subcutaneous Defibrillator Lead Model 6996SQ 41cm, 58cm, 85cm | Silicone and Platinum Alloy | Lengths 41-85cm inclusive | MEDTRONIC AUSTRALASIA PTY LTD |  | Change to Group benefit
SJ245 | 08 - Cardiac | Durata 7170Q, 7171Q and 7172Q | 7170Q/7171Q - passive fixation, bipolar, dual coil, 7172Q - passive fixation, bipolar - single coil steroid eluting endocardial defibrillation leads with Optim insulation overlay and SJ4 quadripolar lead connector | 52, 58 and 65cm, 7F introducer | ABBOTT MEDICAL AUSTRALIA PTY LTD. |  | Change to Group benefit
SJ346 | 08 - Cardiac | Optisure ICD Lead LDP210Q/220Q/230Q | Passive fixation ICD lead with DF-4 connector. | 52cm-65cm | ABBOTT MEDICAL AUSTRALIA PTY LTD. |  | Change to Group benefit
BS180 | 08 - Cardiac | Endotak Reliance 4-SITE | Passive fixation dual coil defibrillation leads with 4-SITE connector | 50-70cm | BOSTON SCIENTIFIC PTY LTD |  | Change to Group benefit
BS181 | 08 - Cardiac | Endotak Reliance SG 4-SITE | Passive fixation single coil defibrillation leads with ePTFE covered coil & 4-SITE connector | 50-70 | BOSTON SCIENTIFIC PTY LTD |  | Change to Group benefit
BS183 | 08 - Cardiac | Endotak Reliance 4-SITE | Passive fixation dual coil defibrillation leads with 4-SITE connector | 50-70cm | BOSTON SCIENTIFIC PTY LTD |  | Change to Group benefit
BS261 | 08 - Cardiac | RELIANCE 4-FRONT | Passive, single/dual coil, defibrillation lead | Length: 59cm - 70cm | BOSTON SCIENTIFIC PTY LTD |  | Change to Group benefit
MI369 | 08 - Cardiac | Medtronic Sprint Quattro 6946M Lead | Passive fixation, tined, steroid eluting, quadripolar, dual coil defibrillation leads with silicone backfill and DF-4 connector, including MRI compatible models | 55-62 cm | MEDTRONIC AUSTRALASIA PTY LTD |  | Change to Group benefit
SJ157 | 08 - Cardiac | Durata 7120, 7121, 7122 | Active fixation bipolar, dual-coil/single coil Steroid-eluting Endocardial Defibrillation Leads | 60, 65, 75cm | ABBOTT MEDICAL AUSTRALIA PTY LTD. |  | Change to Group benefit
SJ230 | 08 - Cardiac | Durata 7120Q, 7121Q and 7122Q | 7120/1Q - Adtive fixation, true bipolar; 7122Q - Active fixation true bipolar - single coil steroid eluting endocardial defibrillation leads with Optim insulation overlay and SJ4 quadripolar lead connector. | 52cm, 58cm and 65cm | ABBOTT MEDICAL AUSTRALIA PTY LTD. |  | Change to Group benefit
SJ344 | 08 - Cardiac | Optisure ICD Lead LDA210Q/220Q/230Q | Active fixation ICD lead with DF-4 connector | 52cm-65cm | ABBOTT MEDICAL AUSTRALIA PTY LTD. |  | Change to Group benefit
BT209 | 08 - Cardiac | Plexa ProMRI DF-1 S | Tripolar MR conditional ICD lead with active fixation | Diameter 7.8 F ; Length 65cm ,75cm | BIOTRONIK AUSTRALIA PTY LIMITED |  | Change to Group benefit
BT210 | 08 - Cardiac | Plexa ProMRI DF-1 SD | Quadripolar MR conditional ICD lead with active fixation | Diameter 7.8F ; Lengths/Dist.Prox Shock coil to Tip - 65/16cm, 65/18cm, 75/18cm | BIOTRONIK AUSTRALIA PTY LIMITED |  | Change to Group benefit
BT211 | 08 - Cardiac | Plexa ProMRI DF-1 S DX | Pentapolar MR conditional ICD lead with active fixation | Diameter 7.8F; Length/Dist Dipole to Tip 65/15 cm , 65/17 cm. | BIOTRONIK AUSTRALIA PTY LIMITED |  | Change to Group benefit
BT212 | 08 - Cardiac | Plexa ProMRI S | Tripolar MR conditional ICD lead with active fixation | Diameter 7.8F ; Length 61cm, 65cm , 75cm | BIOTRONIK AUSTRALIA PTY LIMITED |  | Change to Group benefit
BT213 | 08 - Cardiac | Plexa ProMRI SD | Quadripolar MR conditional ICD lead with active fixation | Diamter 7.8F , Length/Dist prox. shock coil to tip 61/16cm, 65/16cm, 65/18cm, 75/18cm | BIOTRONIK AUSTRALIA PTY LIMITED |  | Change to Group benefit
BT245 | 08 - Cardiac | Plexa ProMRI DF4 S DX | Pentapolar MR conditional ICD lead with active fixation | Diameter 7.8F; Length/Dist Dipole to Tip 65/15 cm , 65/17 cm. | BIOTRONIK AUSTRALIA PTY LIMITED |  | Change to Group benefit
BT259 | 08 - Cardiac | Pamira ProMRI S | Tripolar MR conditional ICD lead with active fixation | Diameter 8.4F ; Length 61cm, 65cm , 75cm | BIOTRONIK AUSTRALIA PTY LIMITED |  | Change to Group benefit
BT261 | 08 - Cardiac | Pamira ProMRI SD | Quadripolar MR conditional ICD lead with active fixation | Diameter 8.4F , Length/Dist prox. shock coil to tip 61/16cm, 65/16cm, 65/18cm, 75/18cm | BIOTRONIK AUSTRALIA PTY LIMITED |  | Change to Group benefit
BT262 | 08 - Cardiac | Pamira ProMRI S DX | Pentapolar MR conditional ICD lead with active fixation | Diameter 8.4F; Length/Dist Dipole to Tip 65/15 cm , 65/17 cm. | BIOTRONIK AUSTRALIA PTY LIMITED |  | Change to Group benefit
BS174 | 08 - Cardiac | Endotak Reliance SG 4-SITE | Active fixation single coil defibrillation leads with ePTFE covered coil & 4-SITE connector. | 50-70cm | BOSTON SCIENTIFIC PTY LTD |  | Change to Group benefit
BS179 | 08 - Cardiac | Endotak Reliance S 4-SITE | Active fixation single coil defibrillation leads & 4-SITE connector | 50-70cm | BOSTON SCIENTIFIC PTY LTD |  | Change to Group benefit
BS182 | 08 - Cardiac | Endotak Reliance 4-SITE | Active fixation dual coil defibrillation leads with 4-SITE connector. | 50-70cm | BOSTON SCIENTIFIC PTY LTD |  | Change to Group benefit
BS260 | 08 - Cardiac | RELIANCE 4-FRONT | Active, Single/Dual coil, defibrillation lead | Length: 59cm -70cm | BOSTON SCIENTIFIC PTY LTD |  | Change to Group benefit
BS352 | 08 - Cardiac | ENDOTAK RELIANCE SG Active | Active Single coil with GORE ePTFE covered coils | 59-90cm | BOSTON SCIENTIFIC PTY LTD |  | Change to Group benefit
MC208 | 08 - Cardiac | Medtronic Sprint Quattro Secure Lead Model 6947 (MRI SureScan) | Leads, Defibrillator, Implantable, Silicone, polyurethane, platinized tantalum coils, steroid eluting tip, including MRI compatible versions | 58-100cm | MEDTRONIC AUSTRALASIA PTY LTD |  | Change to Group benefit
MC834 | 08 - Cardiac | Sprint Quattro Secure S (MRI SureScan) | Model 6935, Active Fixation Single Coil Defibrillation Lead, including MRI models | 52 - 100cm | MEDTRONIC AUSTRALASIA PTY LTD |  | Change to Group benefit
MI033 | 08 - Cardiac | Sprint Quattro Secure 6947M Lead | Active fixation, true bipolar, dual coil defibrillation leads with silicone backfill and DF-4 connector | 45-110cm | MEDTRONIC AUSTRALASIA PTY LTD |  | Change to Group benefit
MI108 | 08 - Cardiac | Sprint Quattro Secure S DF4 | Dexamethasone acetate and dexamethasone sodium phosphate steroid-eluting, tripolar, screw-in, ventricular lead with RV defibrillation coil electrode | 49 - 97 cm | MEDTRONIC AUSTRALASIA PTY LTD |  | Change to Group benefit
RF053 | 08 - Cardiac | InVicta™ | MRI DF4 Active Fixation Defibrillation Leads including delivery accessories (1 funnel, 1 PSA adaptor, 1 vein filter, 2 fixation tools, 2 x-soft straight stylets, 2 soft straight stylets, 2 firm straight stylets) | 58cm and 68cm | MICROPORT CRM PTY LIMITED |  | Change to Group benefit
MC027 | 08 - Cardiac | Model 6721 Unipolar Epicardial Patch Leads S/M/L | Model 6721S-50, Model 6721M-50, Model 6721L-50; Silicone | 370, 660, 840mm | MEDTRONIC AUSTRALASIA PTY LTD |  | Change to Group benefit
BS153 | 08 - Cardiac | Myopore | Bipolar sutureless myocardial pacing lead | 25-54cm | BOSTON SCIENTIFIC PTY LTD |  | Change to Group benefit
MC011 | 08 - Cardiac | Capsure EPI steroid eluting bipolar epicardial lead Model 4968 - ventricle | Silicone | 25 - 60cm | MEDTRONIC AUSTRALASIA PTY LTD |  | Change to Group benefit
MC053 | 08 - Cardiac | Capsure EPI steroid eluting unipolar epicardial lead Model 4965 ventricle | Silicone | 25 - 50cm | MEDTRONIC AUSTRALASIA PTY LTD |  | Change to Group benefit
BS133 | 08 - Cardiac | Acuity Spiral | Unipolar passive fixation | 80, 90 & 100cm | BOSTON SCIENTIFIC PTY LTD |  | Change to Group benefit
SJ146 | 08 - Cardiac | Isoflex 1944T & 1948T | Passive-Fixation, Bipolar, Steriod Eluting, Endocardial Pacing Lead with Optim insulation | 46cm, 52cm, 58cm | ABBOTT MEDICAL AUSTRALIA PTY LTD. |  | Change to Group benefit
BT163 | 08 - Cardiac | Solia T | Sub 6F, steoid-eluting transvenous, endocardial, bipolar passive-fixation lead MRI conditional | Lengths: 53, 60cm; Diameter: 5.6Fr | BIOTRONIK AUSTRALIA PTY LIMITED |  | Change to Group benefit
BT216 | 08 - Cardiac | Solia JT | Sub 6F, steroid-eluting, transvenous, endocardial, bipolar passive fixation lead. MRI conditional | Lengths: 45, 53 cm; Diameter: 5.6Fr | BIOTRONIK AUSTRALIA PTY LIMITED |  | Change to Group benefit
BS295 | 08 - Cardiac | Ingevity | Passive MR conditional pacing lead | 45cm to 59cm | BOSTON SCIENTIFIC PTY LTD |  | Change to Group benefit
BS346 | 08 - Cardiac | Fineline II Sterox IROX Lead | Bipolar passive fixation | 52cm, 58cm | BOSTON SCIENTIFIC PTY LTD |  | Change to Group benefit
BS347 | 08 - Cardiac | Fineline II Sterox IROX Lead | Bipolar, passive fixation | 45cm, 52cm | BOSTON SCIENTIFIC PTY LTD |  | Change to Group benefit
MC372 | 08 - Cardiac | CapSure Sense MRI SureScan pacemaker leads Models 4074 & 4574 | Bipolar, steroid, passive fixation pacing lead | Model 4074: 52 - 58cm; Model 4574: 45 - 53cm | MEDTRONIC AUSTRALASIA PTY LTD |  | Change to Group benefit
SJ238 | 08 - Cardiac | Tendril STS 2088TC | Endocardial Bi-polar Steroid-Eluting Active Fixation Pacing Leads | 34cm-100cm | ABBOTT MEDICAL AUSTRALIA PTY LTD. |  | Change to Group benefit
BT123 | 08 - Cardiac | Safio S | Steroid eluting active fixation pacemaker lead with an electrically active extendable/ retractable screw for fixating the lead in the myocardium. The lead body is insulated in Silicone. The entire lead is conditionally safe to be used in a MRI system. | Length: 53, 60cm; Diameter: 6.6F | BIOTRONIK AUSTRALIA PTY LIMITED |  | Change to Group benefit
BT164 | 08 - Cardiac | Solia S | Sub 6F, steroid-eluting, transvenous, endocardial, bipolar active fixation lead with an extendable/retractable, electrically active screw. MRI conditional | Lengths: 45, 53, 60cm; Diameter: 5.6Fr | BIOTRONIK AUSTRALIA PTY LIMITED |  | Change to Group benefit
BS296 | 08 - Cardiac | Ingevity | Active MR conditional pacing lead | 45cm to 59cm | BOSTON SCIENTIFIC PTY LTD |  | Change to Group benefit
BS348 | 08 - Cardiac | Fineline II EZ Sterox IROX Lead | Bipolar, active fixation | 45cm, 52cm, 58cm | BOSTON SCIENTIFIC PTY LTD |  | Change to Group benefit
BS390 | 08 - Cardiac | Ingevity+ | Active MR conditional pacing lead | 45cm to 59cm | BOSTON SCIENTIFIC PTY LTD |  | Change to Group benefit
MC301 | 08 - Cardiac | SelectSecure Model 3830 and SelectSecure MRI SureScan Model 3830 | Steroid eluting, bipolar, implantable, nonretractable screw-in, atrial/ventricular, catheter delivered, transvenous pacemaker lead. | 49-110 cm | MEDTRONIC AUSTRALASIA PTY LTD |  | Change to Group benefit
MC338 | 08 - Cardiac | Medtronic Capsurefix Novus Model 5076 Pacing Lead | Silicone; Contents: 1 x lead with anchoring sleeve, stylet & guide, 1 x vein lifter, 2 x fixation tools, extra stylets | 45-85cm | MEDTRONIC AUSTRALASIA PTY LTD |  | Change to ARTG, Change to Group benefit
MC833 | 08 - Cardiac | CapSureFix Novus Model 4076 Pacing Lead (MRI SureScan) | Active fixation pacemaker lead, including MRI compatible models | 35 - 85cm | MEDTRONIC AUSTRALASIA PTY LTD |  | Change to Group benefit
RF013 | 08 - Cardiac | SonR tip PS55D Lead | The SonR tip™ lead is an atrial endocardial pacemaker lead equipped with a hemodynamic sensor embedded in the tip of a straight, bipolar RA pacing lead · Unlike other automatic optimisation strategies, the signal recorded by the SonR sensor reflects global ventricular contractility · Optimisation by SonR is similar to continuous AV and VV optimisation by echocardiography. It is supplied in a non-MRI and MRI conditional version. The package includes a lead, with a straight stylet inserted, suture sleeve mounted and funnel mounted on the connector pin, a vein lifter and stylets. | Length - 520mm, Diameter 2.6mm, 7.8 F | MICROPORT CRM PTY LIMITED |  | Change to Group benefit
RF044 | 08 - Cardiac | VEGA Pacemaker Lead | Bipolar endocardial pacemaker lead | 45cm, 52cm, and 58cm | MICROPORT CRM PTY LIMITED |  | Change to Group benefit
SJ208 | 08 - Cardiac | Quick Flex µ 1258T | 4F Bipolar Left Ventricular Pacing Lead | 75cm, 86cm, 92cm | ABBOTT MEDICAL AUSTRALIA PTY LTD. |  | Change to Group benefit
SJ243 | 08 - Cardiac | Quartet | Quadripolar, Left Ventricular Pacing Lead with Optim Lead Insulation | 75, 86 and 92cm, 5 French introducer | ABBOTT MEDICAL AUSTRALIA PTY LTD. |  | Change to Group benefit
BT185 | 08 - Cardiac | Sentus ProMRI OTW QP L & S | Quadripolar, steroid eluting left ventricular lead with standard/short pole spacing's and fractal coating. IS4 Connector & MRI Conditional for CRT | Lengths: 77cm, 87 cm, 97cm 4.8F | BIOTRONIK AUSTRALIA PTY LIMITED |  | Change to Group benefit
BS292 | 08 - Cardiac | ACUITY X4 | Left ventricular family of quad leads with four pacing and sensing electrodes. Three lead configurations offered to assist in LV lead placement and avoid phrenic nerve stimulation and high thresholds. | 86cm, 95cm | BOSTON SCIENTIFIC PTY LTD |  | Change to Group benefit
MC811 | 08 - Cardiac | Attain Ability 4196 LV Lead/ Attain Ability SureScan 4196 MRI LV Lead | Over the wire dual electrode left ventricular lead | 78, 88, and 103 cm | MEDTRONIC AUSTRALASIA PTY LTD |  | Change to Group benefit
MI013 | 08 - Cardiac | Attain Ability Plus 4296/ Attain Ability Plus SureScan MRI 4296 | Over the wire electrode left ventricular lead | 78cm, 88cm | MEDTRONIC AUSTRALASIA PTY LTD |  | Change to Group benefit
MI014 | 08 - Cardiac | Attain Ability Straight 4396/ Attain Ability Straight 4396 SureScan MRI | Over the wire dual left ventricular lead | 78cm, 88cm | MEDTRONIC AUSTRALASIA PTY LTD |  | Change to Group benefit
MI129 | 08 - Cardiac | Attain Performa Leads/ Attain Performa SureScan MRI Leads | LV lead family with four electrodes and an IS4 connector for LV pacing w/premium and standard IS4 CRT-D devices. The Attain Perfoma™ Lead provides LV pacing options to avoid the following: phrenic nerve stimulation, high pacing thresholds, and ischemic tissue (including MRI versions) | 78, 88cm | MEDTRONIC AUSTRALASIA PTY LTD |  | Change to Group benefit
MI201 | 08 - Cardiac | Attain stability lead | Steroid eluting, active fixation, dual electrode, transvenous, guide wire delivered, cardiac vein pacing lead with an IS-1 connector | 88cm | MEDTRONIC AUSTRALASIA PTY LTD |  | Change to Group benefit
MI283 | 08 - Cardiac | Attain Stability Quad MRI SureScan | Steroid-eluting, quadripolar electrode, transvenous, over-the-wire, cardiac vein pacing lead with active fixation | 88 cm | MEDTRONIC AUSTRALASIA PTY LTD |  | Change to Group benefit
RF047 | 08 - Cardiac | NAVIGO™ 4LV | MRI IS4 Quadripolar left ventricular pacing lead | 78cm, 88cm | MICROPORT CRM PTY LIMITED |  | Change to Group benefit
SJ393 | 08 - Cardiac | Lead Adaptor Kit | Lead adaptors/extender for ICD/Pacemakers | one size per model | ABBOTT MEDICAL AUSTRALIA PTY LTD. |  | Change to Group benefit
BS334 | 08 - Cardiac | Bipolar Lead Adaptor Models 6986, 4402, 4403 | Model 6986: Bipolar 3.2mm to IS-1; Model 4402: Bipolar IS-1 to Bipolar LV-1; Model 4403: Bipolar or Unipolar LV-1 to Bipolar or Unipolar IS-1 | 14cm-17cm | BOSTON SCIENTIFIC PTY LTD |  | Change to Group benefit
BS335 | 08 - Cardiac | Unipolar Lead Adaptor Models 6161, 6162 | Model 6161: 6mm Unipolar to IS-1; Model 6162: Split 5mm Unipolar to IS-1 | 10cm-15cm | BOSTON SCIENTIFIC PTY LTD |  | Change to Group benefit
MI045 | 08 - Cardiac | Adaptor Kits | Lead adaptors | 10-50cm | MEDTRONIC AUSTRALASIA PTY LTD |  | Change to Group benefit
BS333 | 08 - Cardiac | Bipolar Lead Extender Model 6987 | Bipolar 3.2mm to IS-1 lead extender | 45cm | BOSTON SCIENTIFIC PTY LTD |  | Change to Group benefit
MC831 | 08 - Cardiac | Medtronic Lead Extender Kits | Lead extenders | 10 - 50cm | MEDTRONIC AUSTRALASIA PTY LTD |  | Change to Group benefit
SJ434 | 08 - Cardiac | Xience PRIME LL Everolimus Eluting Coronary Stent; Xience PRIME Everolimus Eluting Coronary Stent; Xience PRIME SV Everolimus Eluting Coronary Stent | Coronary Artery Stent, Drug Eluting | XIENCE PRIME LL 2.50; 2.75; 3.00; 3.50; 4.0 x 33MM; XIENCE PRIME LL 2.50; 2.75; 3.00; 3.50; 4.0 x 38MM; XIENCE PRIME SV 2.25 x 08; 12; 15; 18; 23; 28MM; XIENCE PRIME 2.50 x 08; 12; 15; 18; 23; 28MM; XIENCE PRIME 2.75 x 08; 12; 15; 18; 23; 28MM; XIENCE PRIME 3.00 x 08; 12; 15; 18; 23; 28MM; XIENCE PRIME 3.50 x 08; 12; 15; 18; 23; 28MM; XIENCE PRIME 4.00 x 08; 12; 15; 18; 23; 28MM | ABBOTT MEDICAL AUSTRALIA PTY LTD. |  | Change to Group benefit
SJ435 | 08 - Cardiac | XIENCE Xpedition Everolimus Eluting Coronary Stent System | Coronary Artery Stent, Drug Eluting | Xience Xpedition DES - 2.25 x (8,12,15,18,23,28) RX CE, 2.50 x (8,12,15,18,23,28,33,38,48) RX CE; 2.75 x (8,12,15,18,23,28,33,38,48) RX CE; 3.00 x (8,12,15,18,23,28,33,38,48) RX CE; 3.25 x (8,12,15,18,23,28,33,38) RX CE; 3.50 x (8,12,15,18,23,28,33,38,48) RX CE; 4.00 x (8,12,15,18,23,28,33,38) RX CE; | ABBOTT MEDICAL AUSTRALIA PTY LTD. |  | Change to Group benefit
SJ436 | 08 - Cardiac | XIENCE Alpine Everolimus Eluting Coronary Stent System | Drug eluting coronary artery stent | 2.00 mm x (08, 12, 15, 18, 23, 28) mm 2.25 mm x (08, 12, 15, 18, 23, 28) mm 2.50 mm x (08, 12, 15, 18, 23, 28, 33, 38) mm 2.75 mm x (08, 12, 15, 18, 23, 28, 33, 38) mm 3.00 mm x (08, 12, 15, 18, 23, 28, 33, 38) mm 3.25 mm x (08, 12, 15, 18, 23, 28, 33, 38) mm 3.50 mm x (08, 12, 15, 18, 23, 28, 33, 38) mm 4.00 mm x (08, 12, 15, 18, 23, 28, 33, 38) mm | ABBOTT MEDICAL AUSTRALIA PTY LTD. |  | Change to Group benefit
SJ437 | 08 - Cardiac | XIENCE Sierra Everolimus Eluting Coronary Stent System | Drug eluting coronary artery stent | Diameter: 2.00mm to 4.0mm. Length: 8mm to 38mm | ABBOTT MEDICAL AUSTRALIA PTY LTD. |  | Change to Group benefit
SJ478 | 08 - Cardiac | XIENCE Skypoint Everolimus Eluting Coronary Stent System | Drug eluting coronary artery stent | Stent diameters 2.0 - 4.0 mm in lengths 8 mm - 38 mm; Stent diameters 2.5 - 4.0 mm in 48 mm length; Stent diameters 4.5 - 5.0 mm in lengths 12 mm - 33 mm | ABBOTT MEDICAL AUSTRALIA PTY LTD. |  | Change to Group benefit
BE002 | 08 - Cardiac | CRE8 Coronary Stent | Coronary Artery Drug Eluting Stent | The stent is available in 7 diameters: 2.25mm; 2.5mm; 2.75mm; 3.0mm; 3.5mm; 4.0mm; 4.5mm and 8 lengths: 8mm; 12mm; 16mm; 20mm; 25mm; 31mm; 38 mm and 46 mm. | Bio Excel Australia Pty Ltd |  | Change to Group benefit
BE003 | 08 - Cardiac | CRE8 EVO | Coronary Artery Drug Eluting Stent | Stent Diameter (mm) 2.00, 2.25, 2.50, 2.75, 3.00, 3.50, 4.00, 4.50 Stent Length(mm): 9, 13, 16, 20, 26, 33, 40, 46 | Bio Excel Australia Pty Ltd |  | Change to Group benefit
BT178 | 08 - Cardiac | Orsiro | Sirolimus Coronary Artery Stent, Drug Eluting Co/Cr Alloy coated in PLLA | Stent diameters ø 2.25 -4.0mm Lengths: 9-40mm | BIOTRONIK AUSTRALIA PTY LIMITED |  | Change to Group benefit
BT254 | 08 - Cardiac | ORSIRO Mission | Sirolimus Coronary Artery Stent, Drug Eluting Co/Cr Alloy coated in PLLA | Stent diameters ø 2.25 - 4.0mm Lengths: 9-40mm | BIOTRONIK AUSTRALIA PTY LIMITED |  | Change to Group benefit
BS272 | 08 - Cardiac | SYNERGY | Everolimus-Eluting Platinum Chromium Coronary Stent System with Bioabsorbable Polymer | 8mm to 48mm in length, diameter of 2.25 mm - 5.0 mm | BOSTON SCIENTIFIC PTY LTD |  | Change to Group benefit
BS366 | 08 - Cardiac | Promus ELITE | Everolimus-Eluting Platinum Chromium Coronary Stent System | 8mm - 38mm in length, diameter of 2.25mm - 4.0mm | BOSTON SCIENTIFIC PTY LTD |  | Change to Group benefit
BS395 | 08 - Cardiac | Synergy Megatron | Everolimus-Eluting Platinum Chromium Coronary Stent System with Bioabsorbable Polymer | 8 mm to 32 mm in length, diameter of 3.50 mm - 5.00 mm (over expansion capability to 6.00 mm) | BOSTON SCIENTIFIC PTY LTD |  | Change to Group benefit
BS397 | 08 - Cardiac | SYNERGY XD | Everolimus-Eluting Platinum Chromium Coronary Stent System with Bioabsorbable Polymer | 8mm to 48mm in length, diameter of 2.25 mm - 5.0 mm | BOSTON SCIENTIFIC PTY LTD |  | Change to Group benefit
DO001 | 08 - Cardiac | BioFreedom Drug Coated Coronary Stent System | Coronary Artery Stent, Drug Coated | Diameter: 2.25mm to 4.0mm Length: 8mm to 36mm | CARDINAL HEALTH AUSTRALIA 503 PTY LTD. |  | Change to Group benefit
MI189 | 08 - Cardiac | Resolute Onyx Zotarolimus-Eluting Coronary Stent System | coronary stent system; drug eluting | diameter: 2mm to 5mm | MEDTRONIC AUSTRALASIA PTY LTD |  | Change to Group benefit
MI517 | 08 - Cardiac | Onyx Frontier Zotarolimus-Eluting Coronary Stent System | Coronary stent system; drug-eluting. | Diameter: 2.00 to 5.00 mm | MEDTRONIC AUSTRALASIA PTY LTD |  | Change to Group benefit
RF037 | 08 - Cardiac | Firehawk™ | Sirolimus - Eluting Coronary Stent System | Length - 13mm - 38mm Diameter - 2.25mm - 4.0mm | MICROPORT CRM PTY LIMITED |  | Change to Group benefit
RF054 | 08 - Cardiac | Firehawk Liberty­™ | Rapamycin (Sirolimus) Eluting Coronary Stent System | Diameter: 2.25- 4.0mm Length: 8mm -38mm | MICROPORT CRM PTY LIMITED |  | Change to Group benefit
TU064 | 08 - Cardiac | Ultimaster Sirolimus Eluting Coronary Stent System | The Ultimaster Sirolimus Eluting Coronary Stent System is a device/drug combination comprised of a Co-Cr stent coated with sirolimus in a matrix of poly(D,L-Lactide-co-Caprolactone), mounted on a balloon delivery catheter | length 9-38mm; diameter 2.25-4.0mm | Terumo Australia |  | Change to Group benefit
BT107 | 08 - Cardiac | PRO-Kinetic Energy | Balloon-expandable cobalt chromium (CoCr) stent. The stent surface is fully coated with amorphous hydrogen-rich silicon carbide (aSiC:H). | Lengths: 8 - 40mm, Diameters: 2.0 - 5.0mm. | BIOTRONIK AUSTRALIA PTY LIMITED |  | Change to Group benefit
SJ395 | 08 - Cardiac | Amplatzer Left Atrial Appendage Closure Device | Amplatzer Amulet Occluder, Amplatzer Cardiac Plug. Nitinol wire mesh | 16-34 mm | ABBOTT MEDICAL AUSTRALIA PTY LTD. |  | Change to Group benefit
BS384 | 08 - Cardiac | WATCHMAN FLX | Left Atrial Appendage Closure Device | 20mm to 35mm | BOSTON SCIENTIFIC PTY LTD |  | Change to Group benefit
SJ037 | 09 - Cardiothoracic | Masters Series Heart Valve Mitral and Aortic - Expanded Cuff/Hemodynamic Plus | Aortic Expanded Cuff, Aortic Hemodynamic Plus Cuff, Mitral hemodynamic Cuff, Aortic & Mitral Rotatable Cuff | Aortic Expanded 19 - 31mm, Aortic Hemodynamic 17 - 27mm, Mitral Hemodynamic 17 - 27mm, Rotable 17 - 33mm | ABBOTT MEDICAL AUSTRALIA PTY LTD. |  | Change to Group benefit
SJ317 | 09 - Cardiothoracic | Regent Prosthetic Heart Valve | Standard Cuff | Standard cuff - 17-23mm/25mm-29mm, Flex cuff - 17-23mm/25mm-29mm | ABBOTT MEDICAL AUSTRALIA PTY LTD. |  | Change to Group benefit
JS004 | 09 - Cardiothoracic | Carbomedics Standard Mitral M700 - Prosthesis, internal, valve, cardiac, artificial | Prosthesis, internal, valve, cardiac, artificial | 16.2 18.8 21.8 23.8 25.8 27.8 29.8 31.8 | CORCYM AUSTRALIA PTY LTD |  | Change to Group benefit
DE607 | 09 - Cardiothoracic | On-X Prosthetic Heart Valve | Bileaflet Mechanical Heart Valve | 19-33mm | DEVICE TECHNOLOGIES AUSTRALIA PTY. LTD. |  | Change to Group benefit
SA129 | 09 - Cardiothoracic | Optiform | Mechanical Valve | 19mm to 33mm | Livanova Australia Pty Limited |  | Change to Group benefit
MC980 | 09 - Cardiothoracic | Open Pivot Heart Valve (Model 500FA) Open Pivot Heart Valve (Model 500DM) | Pyrolythic Carbon, Double Velour Polyester, Titanium | 16-33mm | MEDTRONIC AUSTRALASIA PTY LTD |  | Change to Group benefit
MI124 | 09 - Cardiothoracic | Open Pivot Heart Valve AP360 - Mitral | Supra-annular mechanical valve; Pyrolythic Carbon, Double Velour Polyester, Titanium | Mitral: 16, 18, 20, 22, 24, 26, 28 and 30 mm | MEDTRONIC AUSTRALASIA PTY LTD |  | Change to Group benefit
MI125 | 09 - Cardiothoracic | Open Pivot Heart Valve AP360 - Aortic | Supra-annular mechanical valve; Pyrolythic Carbon, Double Velour Polyester, Titanium | Aortic: 16, 18, 20, 22, 24, 26 and 28 mm | MEDTRONIC AUSTRALASIA PTY LTD |  | Change to Group benefit
SJ036 | 09 - Cardiothoracic | St Jude Medical Coated Aortic Valved Graft | Coated Aortic Valved Graft | 21mm - 33mm | ABBOTT MEDICAL AUSTRALIA PTY LTD. |  | Change to ARTG
SJ104 | 09 - Cardiothoracic | SJM Masters Series Aortic Valved Prosthesis - VAVGJ | St Jude Medical Mechanical Heart Valve sewn into the base of a woven polyester fibre graft which has been impregnated with bovine-derived gelatin | Annulus Diameter 19-29mm | ABBOTT MEDICAL AUSTRALIA PTY LTD. |  | Change to ARTG
GX028 | 09 - Cardiothoracic | Cardioroot | Woven polyester vascular prosthesis, gelatin sealed | Diameter 24mm - 34mm Length 15cm | GETINGE AUSTRALIA PTY. LTD. |  | Change to Group benefit
TU036 | 09 - Cardiothoracic | Gelweave Valsalva Graft | Woven vascular prosthesis, polyester, gelatin sealed | Diameter 24 - 34 mm, Overall length 18.4 - 19.6cm | Terumo Australia |  | Change to Group benefit
TU038 | 09 - Cardiothoracic | Gelweave Graft | Straight/Curved Thoracic Graft, with anteflo side branch, Polyester, woven, gelatin sealed | 20 -34 mm x 20-50 cm | Terumo Australia |  | Change to Group benefit
TU048 | 09 - Cardiothoracic | Gelweave Graft | Straight Polyester Woven | 6-38mm x 15-20cm | Terumo Australia |  | Change to Group benefit
TU047 | 09 - Cardiothoracic | Gelweave Graft | Straight Polyester Woven | 6-38mm x 25-40cm | Terumo Australia |  | Change to Group benefit
TU023 | 09 - Cardiothoracic | Gelweave Graft | Straight, Polyester, Woven | 6-38mm x 50-60cm | Terumo Australia |  | Change to Group benefit
SY688 | 09 - Cardiothoracic | Sternal ZipFix System | Sternal Closure Tie with Needle | One Size | JOHNSON & JOHNSON MEDICAL PTY LTD |  | Change to Group benefit
SJ385 | 09 - Cardiothoracic | HeartMate Left Ventricular Assist System - Battery Set | Rechargeable HeartMate specific batteries | One size only, set of 4 | ABBOTT MEDICAL AUSTRALIA PTY LTD. |  | Change to Group benefit
SJ400 | 09 - Cardiothoracic | HeartMate Left Ventricular System - Battery Charger | Battery Charger for HeartMate Batteries | one size | ABBOTT MEDICAL AUSTRALIA PTY LTD. |  | Change to Group benefit
SJ441 | 10 - Vascular | Omnilink Stainless Steel Balloon Deployable Peripheral Stent | Stainless Steel Balloon Expandable Peripheral Stent on 018/035 system | 018 & 035 system: 5-10mm diameter by 12, 16, 18, 28, 38, 58mm length | ABBOTT MEDICAL AUSTRALIA PTY LTD. |  | Change to Group benefit
SJ442 | 10 - Vascular | Omnilink Elite Vascular Balloon-Expandable Stent System | Omnilink Elite Vascular Balloon-Expandable Stent System is a balloon- expandable stent system indicated for the treatment of atherosclerotic iliac artery lesions with reference vessel diameters of ≥ 5.0 mm and ≤ 11.0 mm, and lesion lengths up to 50 mm. | 6.0mm x (12,16,19,29,39,59)mm x 80cm 7.0mm x (12,16,19,29,39,59)mm x 80cm 8.0mm x (19,29,39,59)mm x 80cm 9.0mm x (19,29,39,59)mm x 80cm 10.0mm x (19,29,39,59)mm x 80cm 6.0mm x (12, 16,19,29,39,59)mm x 135cm 7.0mm x (12, 16,19,29,39,59)mm x 135cm 8.0mm x (19,29,39,59)mm x 135cm 9.0mm x (19,29,39,59)mm x 135cm 10.0mm x (19,29,39,59)mm x 135cm | ABBOTT MEDICAL AUSTRALIA PTY LTD. |  | Change to Group benefit
SJ464 | 10 - Vascular | Cobalt Chromium Balloon Expandable Peripheral Stent | Cobalt Chromium | Diameter 4-10mm, Length 12-58mm | ABBOTT MEDICAL AUSTRALIA PTY LTD. |  | Change to Group benefit
BA218 | 10 - Vascular | Lifestent Valeo | Stainless Steel Balloon Expandable Peripheral Stent | 6-10mm diameter 17-56mm length | BARD AUSTRALIA PTY. LIMITED |  | Change to Group benefit
BT094 | 10 - Vascular | Dynamic | PTA Balloon Expandable Stent | Diameters: 5-10mm, Lengths: 15, 25, 38, 56mm | BIOTRONIK AUSTRALIA PTY LIMITED |  | Change to Group benefit
BT249 | 10 - Vascular | Dynetic-35 Peripheral Balloon-Expandable Stent System | Dynetic-35 is a balloon-expandable cobalt chromium alloy (L-605) stent pre-mounted on an over-the-wire PTA balloon catheter delivery system. | Diameter: 5-10mm; Length: 18-78mm; Catheter length: 90-170 cm | BIOTRONIK AUSTRALIA PTY LIMITED |  | Change to Group benefit
BS059 | 10 - Vascular | Express Vascular LD Stent; Express Vascular SD Stent | Stainless Steel, Balloon Expanding Stent | Stent Diameters up to 10mm and lengths up to 60mm | BOSTON SCIENTIFIC PTY LTD |  | Change to Group benefit
JW012 | 10 - Vascular | Palmaz Genesis Peripheral Stent on Opta Pro (Medium) | Stainless steel balloon expandable stent mounted on an Opta Pro Balloon | Diameter 4-8mm, length 12-39mm | CORDIS AUSTRALIA PTY LTD |  | Change to Group benefit
JW014 | 10 - Vascular | Palmaz Blue .014 Renal Stent System (on Aviator Plus) | CoCr balloon expandable stent | 12, 15, 18, 24mm Lengths 40, 50, 60, 70mm diameters 80, 142cm shaft lengths | CORDIS AUSTRALIA PTY LTD |  | Change to Group benefit
JW016 | 10 - Vascular | Palmaz Genesis Peripheral Stent on Opta Pro (Large) | Stainless steel balloon expandable stent mounted on an Opta Pro Balloon. | Diameter 4-12mm, length 11-79mm | CORDIS AUSTRALIA PTY LTD |  | Change to Group benefit
JW018 | 10 - Vascular | PALMAZ® BLUE™ .018 Peripheral Stent System | L605 Cobalt Chromium Alloy Balloon Expandable Stent | 12, 15, 18, 24mm length 4, 5, 6, 7mm diameter | CORDIS AUSTRALIA PTY LTD |  | Change to Group benefit
VD004 | 10 - Vascular | NEFRO-C Renal Stent with Delivery System | The NEFRO-C Renal Stent with Delivery System is intended to be implanted in the renal artery to maintain its patency and improve its luminal diameter for the treatment of atherosclerotic, radiation-induced, and posttraumatic lesions resulting in arteriostenosis of haemodynamic importance and which are intractable otherwise. The device consists of a cobalt-chromium alloy L605 stent pre-loaded on a balloon catheter. | Stent diameter: 5-7mm Stent Length: 8-25 | VISTAMED PTY LTD |  | Change to Group benefit
VD005 | 10 - Vascular | NEPTUN C Peripheral Stent with Delivery System | The NEPTUN C Peripheral Stent with Delivery System is intended for use in percutaneous intravascular implantation in patients with atherosclerotic, radiation-induced and posttraumatic lesions causing peripheral vessel stenosis of hemodynamic significance and intractable in other forms of treatment.The device consists of a cobalt-chromium alloy L605 stent pre-loaded on a balloon catheter. | Stent Diameter: 2-12mm Stent Length: 8-100mm Delivery Catheter Length: 80-135cm Guidewire Diameter: 0.014"-0.035" | VISTAMED PTY LTD |  | Change to Group benefit
SJ445 | 10 - Vascular | Absolute Self Expanding Peripheral stent | Laser cut nitinol self expanding stent, 20mm - 120mm lengths | Size ranges from: 5.0X20MM, 80CM - 8.0x120MM, 135CM | ABBOTT MEDICAL AUSTRALIA PTY LTD. |  | Change to Group benefit
SJ446 | 10 - Vascular | Supera Peripheral Stent System | Interwoven Self-Expanding Nitnol Stent | Stent inner diameter: 4.0 mm - 8.0 mm Stent outer diameter: 4.5 mm - 7.5 mm Stent length: 20 mm - 120 mm | ABBOTT MEDICAL AUSTRALIA PTY LTD. |  | Change to Group benefit
SJ462 | 10 - Vascular | Xact/ Xact Flex Carotid Stent | Nitinol Self-Expanding stent on rapid exchange delivery system | Diameter 7-10mm Length 20 + 30mm Straight; Diameter 8-6, 9-7, 10-8mm Length 20 + 30mm Tapered | ABBOTT MEDICAL AUSTRALIA PTY LTD. |  | Change to Group benefit
BA178 | 10 - Vascular | Peripheral Vascular Bare Metal Stent | Nitonol self expanding stent | 4mm - 14mm diameters, 2cm - 12cm lengths | BARD AUSTRALIA PTY. LIMITED |  | Change to Group benefit
BA216 | 10 - Vascular | Lifestent | Lifestent cut nitinol self expanding stent | 6-10mm diameter 20mm-120mm length | BARD AUSTRALIA PTY. LIMITED |  | Change to Group benefit
BA271 | 10 - Vascular | Bard Venous Stent | Self Expanding Venous Stent | Length: <150mm | BARD AUSTRALIA PTY. LIMITED |  | Change to ARTG, Change to Group benefit
BT103 | 10 - Vascular | Astron Pulsar | Astron Pulsar is a 4F compatible, Nitinol self expanding stent (OTW design) used to treat peripheral vessel disease. | 4-7mm by 20-80mm | BIOTRONIK AUSTRALIA PTY LIMITED |  | Change to Group benefit
BT126 | 10 - Vascular | Pulsar 18 Peripheral self expanding Nitinol stent system | Pulsar 18 self expanding Nitinol stent system | Stent: Ø 4- 7mm length: 20-120mm Catheter length: 90-135mm | BIOTRONIK AUSTRALIA PTY LIMITED |  | Change to Group benefit
BT133 | 10 - Vascular | Pulsar 35 Peripheral self-expanding Nitinol stent system | Pulsar 35 Peripheral self-expanding Nitinol stent system | Diameter: 5-7mm; Length: 30-120mm; Catheter length: 90cm | BIOTRONIK AUSTRALIA PTY LIMITED |  | Change to Group benefit
BS056 | 10 - Vascular | Carotid WALLSTENT | Elgiloy self expanding stent | Stent diameters up to 10mm and lengths up to 40mm | BOSTON SCIENTIFIC PTY LTD |  | Change to Group benefit
BS137 | 10 - Vascular | EPIC Nitinol Stent | Nitinol self expanding stent | Stent diameters up to 14mm and lengths up to 120mm | BOSTON SCIENTIFIC PTY LTD |  | Change to Group benefit
BS196 | 10 - Vascular | Innova Self-Expanding Stent | Nitinol, self expanding stent | Diameters up to 8mm, lengths less than 150mm | BOSTON SCIENTIFIC PTY LTD |  | Change to Group benefit
JW001 | 10 - Vascular | S.M.A.R.T. Flex Vascular Stent System | A fully connected, laser cut nitinol stent | 5-8mm diameter, 30-120mm length | CORDIS AUSTRALIA PTY LTD |  | Change to Group benefit
JW006 | 10 - Vascular | Precise Pro Rx Nitinol Stent System | Nitinol self expanding stent | Diameter: 5, 6, 7, 8, 9, 10mm; Length: 20, 30, 40mm | CORDIS AUSTRALIA PTY LTD |  | Change to Group benefit
JW007 | 10 - Vascular | SMART Control Peripheral Stent System | SMART Control is a laser cut nitinol self expanding stent, used to treat peripheral vessel disease. | Dia 6 – 14mm; Length 20 – 100mm | CORDIS AUSTRALIA PTY LTD |  | Change to Group benefit
JW011 | 10 - Vascular | SMART Nitinol Stent System | Long 120mm Stent, 6F compatible | 6-8mm diameter, 120mm stent length, 120cm delivery system | CORDIS AUSTRALIA PTY LTD |  | Change to Group benefit
DL001 | 10 - Vascular | iVolution | Self-expanding nitinol stent system | Diameters: 5-10mm Lengths: 40-100mm Catheter Length: 80-140cm | DIVERSE DEVICES PTY LTD |  | Change to Group benefit
DL005 | 10 - Vascular | CGuard | Carotid Stent System | Diameters: 6-10mm Lengths: 20mm-60mm | DIVERSE DEVICES PTY LTD |  | Change to Group benefit
AS189 | 10 - Vascular | Protege GPS Peripheral and Carotid Stents | Protege RX Peripheral Stent Protege RX Carotid Stent | Diameter 6-10mm Length 20mm - <150mm | MEDTRONIC AUSTRALASIA PTY LTD |  | Change to Group benefit
AS194 | 10 - Vascular | EverFlex Peripheral Stent | EverFlex is a self expanding Nitinol stent premounted on an OTW delivery system. | Diameter 5-8, Length 20-120mm | MEDTRONIC AUSTRALASIA PTY LTD |  | Change to Group benefit
MI414 | 10 - Vascular | Abre venous stent system | The Abre stent system consists of a stent and stent delivery system designed specifically for implantation in the peripheral venous system. The system consists of a flexible self expanding stent made of a nickel-titanium alloy (nitinol) provided in multiple lengths and diameters and an over-the wire stent delivery system. | Length: 40mm-120mm. Diameter: 10mm-20mm | MEDTRONIC AUSTRALASIA PTY LTD |  | Change to Group benefit
PY029 | 10 - Vascular | Sinus-XL Stent ≥25mm Ø | Self-expanding Nitinol stent | Diameter: 25mm to 36mm Length: 30 to 100mm | Pyramed Pty Limited |  | Change to Group benefit
PY031 | 10 - Vascular | Optimed Sinus Stents | Sinus-wave nitinol stent | Diameter: 3mm to 14mm Length: 20mm to 130mm | Pyramed Pty Limited |  | Change to Group benefit
PY036 | 10 - Vascular | Sinus-Venous and Sinus-Obliquus Stents | Sinus-Venous and Sinus-Obliquus Stents used for treating venous insufficiency, occlusion and stenosis | Diameter: 10, 12, 14, 16, 18mm Length: 60, 80, 100, 120mm | Pyramed Pty Limited |  | Change to Group benefit
PY042 | 10 - Vascular | sinus-XL Flex Stent | Self expanding Nitinol Stents | Diameter: 14mm to 24mm Length: 30mm to <150mm | Pyramed Pty Limited |  | Change to Group benefit
PY043 | 10 - Vascular | sinus-XL Stent | Self expanding Nitinol Stents | Diameter: 14mm to 24mm Length: 30mm to <150mm | Pyramed Pty Limited |  | Change to Group benefit
PY044 | 10 - Vascular | sinus-XL 6F Stents | Self expanding Nitinol Stents | Diameter: 14mm to 24mm Length: 30mm to <150mm | Pyramed Pty Limited |  | Change to Group benefit
VD001 | 10 - Vascular | JAGUAR Self-Expanding Stent with Delivery System (Regular) | The JAGUAR Self-Expanding Stent with Delivery System consists of a laser-cut self-expanding nitinol stent loaded onto the end of a delivery system. The device is intended for percutaneous intravascular implantation to maintain patency and improve luminal diamater of peripheral arteries in patients with atherosclerotic, radiation induced and post-traumatic lesions causing vessel stenosis | Stent Diameter: 4-14mm Stent Length: 15-120mm Guidewire Diameter: 0.018"-0.035" Guidewire Length: 80-135cm | VISTAMED PTY LTD |  | Change to Group benefit
VD007 | 10 - Vascular | MER Self-Expanding Stent with Delivery System | The MER Self-Expanding Stent with Delivery System consists of a laser-cut Nitinol stent loaded onto the end of a rapid-exchange delivery system. The device is intended to be implanted in the carotid artery to maintain its patency and improve its luminal diameter for the treatment of atherosclerotic carotid artery disease. | Straight Stent Model: Stent Diameter: 4-10mm Stent Length: 20-80mm Delivery System Length: 80-165cm Tapered Stent Model: Distal Diameter: 5-8mm Proximal Diameter: 7-10mm Stent Length: 20-80mm Delivery System Length: 80-165cm | VISTAMED PTY LTD |  | Change to Group benefit
WC287 | 10 - Vascular | Zilver® Flex 35™ Vascular Stent | The Zilver® Flew 35™ Stent (ZFV) is a self-expandable stent made of nitinol. The special laser-cut pattern of the nitinol tube provides a construction with a strong radial force and high flexibility. The stent has radiopaque markers at both ends. The stent is supplied preloaded in a 6.0 French inducer catheter. A radiopaque marker on the distal tip of the sheath is used to visualize deployment of the stent. Stent deployment is controlled by means of a hand held device. | The Zilver® Flex 35™ Stent is available in the following sizes: stent outer diameters of 5 -10mm and stent lengths of 20 -140mm. | WILLIAM A. COOK AUSTRALIA PTY. LTD. |  | Change to Group benefit
WC290 | 10 - Vascular | Zilver® Vena ™ Venous Stent | The Zilver® Vena™ Venous Stent is a self-expanding, flexible, slotted-tube nitinol stent. Post-deployment, the stent is designed to impart an outward radial force upon the inner lumen of the vessel, establishing patency in the stented region. | 14mm and 16mm diameters, and 60mm/100mm/140mm lengths. | WILLIAM A. COOK AUSTRALIA PTY. LTD. |  | Change to Group benefit
SJ447 | 10 - Vascular | Absolute Pro (Long Length) | Laser cut nitinol self expanding stent ≥150 | Diameter 5mm to 10mm; length 150mm, 170mm, 200mm | ABBOTT MEDICAL AUSTRALIA PTY LTD. |  | Change to Group benefit
SJ448 | 10 - Vascular | Supera Peripheral Stent System | Interwooven Self-Expanding Nitinol Stent | Stent inner diameter: 4.0 mm - 6.0 mm Stent outer diameter: 4.5 mm - 6.5 mm Stent length: 150 mm - 200mm | ABBOTT MEDICAL AUSTRALIA PTY LTD. |  | Change to Group benefit
BA217 | 10 - Vascular | Lifestent | Laser cut nitinol self expanding stent | Diameter 5mm to 10mm; length 150mm - 200mm | BARD AUSTRALIA PTY. LIMITED |  | Change to Group benefit
BA270 | 10 - Vascular | Bard Venous Stent | Self Expanding Venous Stent | Length ≥150mm | BARD AUSTRALIA PTY. LIMITED |  | Change to ARTG, Change to Group benefit
BT127 | 10 - Vascular | Pulsar 18 Peripheral self expanding Nitinol stent system | Pulsar 18 self expanding Nitinol stent system | Stent: 4-7mm Stent length: 150-200mm Catheter length: 90-135mm | BIOTRONIK AUSTRALIA PTY LIMITED |  | Change to Group benefit
BT132 | 10 - Vascular | Pulsar 35 Peripheral self-expanding Nitinol stent system | Pulsar 35 Peripheral self-expanding Nitinol stent system | Diameter: 5-7mm; Length: 150-200mm; Catheter length: 90cm, 135cm | BIOTRONIK AUSTRALIA PTY LIMITED |  | Change to Group benefit
BS197 | 10 - Vascular | Innova Self-Expanding Stent | Nitinol, self expanding stent | Diameters up to 8mm, Lengths greater than 150mm | BOSTON SCIENTIFIC PTY LTD |  | Change to Group benefit
JW002 | 10 - Vascular | S.M.A.R.T. Flex Vascular Stent System | A fully connected, laser cut nitinol stent | 5-8mm diameter, 150-200mm length | CORDIS AUSTRALIA PTY LTD |  | Change to Group benefit
JW009 | 10 - Vascular | SMART Nitinol Stent System | Long 150mm stent, 6F compatible | 6-8mm diameter, 150mm length, 120cm delivery system | CORDIS AUSTRALIA PTY LTD |  | Change to Group benefit
DL002 | 10 - Vascular | iVolution ≥150mm | Self-expanding nitinol stent system | Diameters: 5-8mm Lengths: 150-200mm Catheter Length: 80-140cm | DIVERSE DEVICES PTY LTD |  | Change to Group benefit
AS195 | 10 - Vascular | EverFlex Peripheral Stent | EverFlex is a self expanding Nitinol stent premounted on an OTW delivery system. | Diameter 5-8mm, Length 150-200mm | MEDTRONIC AUSTRALASIA PTY LTD |  | Change to Group benefit
MI415 | 10 - Vascular | Abre venous stent system | The Abre stent system consists of a stent and stent delivery system designed specifically for implantation in the peripheral venous system. The system consists of a flexible self expanding stent made of a nickel-titanium alloy (nitinol) provided in multiple lengths and diameters and an over-the wire stent delivery system. | Length: 150mm. Diameter: 10mm-20mm | MEDTRONIC AUSTRALASIA PTY LTD |  | Change to Group benefit
PY016 | 10 - Vascular | Optimed Iliac Sinus Stent - extra long | Sinus-wave nitinol stent - extra long | Diameter: 3mm to 8 mm Length: 150mm to 200mm | Pyramed Pty Limited |  | Change to Group benefit
PY037 | 10 - Vascular | Sinus-Venous and Sinus-Obliquus Stents | Sinus-Venous and Sinus-Obliquus Stents used for treating venous insufficiency, occlusion and stenosis | Diameter: 10, 12, 14, 16, 18mm Length: 150mm | Pyramed Pty Limited |  | Change to Group benefit
PY041 | 10 - Vascular | sinus-XL Flex Stent | Flexible Nitinol Stent with diameters up to 24mm | Diameter: 14mm to 24mm Length: >150mm | Pyramed Pty Limited |  | Change to Group benefit
VD002 | 10 - Vascular | JAGUAR Self-Expanding Stent with Delivery System (Long) | The JAGUAR Self-Expanding Stent with Delivery System consists of a laser-cut self-expanding nitinol stent loaded onto the end of a delivery system. The device is intended for percutaneous intravascular implantation to maintain patency and improve luminal diamater of peripheral arteries in patients with atherosclerotic, radiation induced and post-traumatic lesions causing vessel stenosis | Stent Diameter: 4-14mm Stent Length: 150mm Guidewire Diameter: 0.018"-0.035" Guidewire Length: 80-135cm | VISTAMED PTY LTD |  | Change to Group benefit
WC285 | 10 - Vascular | Zilver® Flex35™ Vascular Stent | The Zilver® Flex35™ Stent (ZFV) is a self-expandable stent made of nitinol. The special laser-cut pattern of the nitinol tube provides a construction with a strong radial force and high flexibility. The stent has radiopaque markers at both ends. | Diameter: 5-8mm; Length:170mm and 200mm | WILLIAM A. COOK AUSTRALIA PTY. LTD. |  | Change to Group benefit
ER542 | 10 - Vascular | Tack Endovascular System | The Tack Endovascular System is a dissection repair device that is purpose-built to provide precision treatment of peripheral arterial dissections following balloon angioplasty. | Diameter: 5.7-9.8mm (unconstrained); Diameter treatment range: 1.5-8.0 mm; Length: ~6-8mm | EMERGO ASIA-PACIFIC PTY. LIMITED |  | Change to Group benefit
BA264 | 10 - Vascular | LifeStream Balloon Expandable Covered Stent | The LifeStream Balloon Expandable Vascular Covered Stent is comprised of an ectropolished balloon-expandable stent made from 316L stainless steel, encapsulated between two layers of ePTFE. | Implant Length: 16mm, 26mm, 37/38mm*,58mm Implant Diameter: 5mm, 6mm, 7mm, 8mm, 9mm, 10mm, 12mm * Diameters 5-8mm are offered in 37mm length, and diameters 9-12 are offered in 38mm length | BARD AUSTRALIA PTY. LIMITED |  | Change to Group benefit
GX009 | 10 - Vascular | Advant PTFE V12 Stent Graft System | Balloon Expandable PTFE Encapsulated Stainless Steel Peripheral Vascular Stent | 5mm - 12mm Diameter | GETINGE AUSTRALIA PTY. LTD. |  | Change to Group benefit
PY039 | 10 - Vascular | BeGraft Peripheral Stent Graft System | Balloon Expandable "One layer" Biocompatible CoCr Alloy and Micro-porous ePTFE Peripheral Vascular Stent | Diameter: 5mm to 12mm Length: 18mm to 58mm | Pyramed Pty Limited |  | Change to Group benefit
BB023 | 10 - Vascular | Vascular Uni - Graft | Vascular graft | 20cm | B BRAUN AUSTRALIA PTY LTD |  | Change to Group benefit
BB024 | 10 - Vascular | Vascular Uni - Graft | Vascular graft | 15cm | B BRAUN AUSTRALIA PTY LTD |  | Change to Group benefit
BA019 | 10 - Vascular | Impra PTFE Vascular Grafts | ePTFE graft - radially supported, thin wall, 10 - 50cm long | 4mm - 8mm diameter | BARD AUSTRALIA PTY. LIMITED |  | Change to Group benefit
BA020 | 10 - Vascular | Impra PTFE Vascular Grafts | ePTFE graft - thin wall, 10 - 50cm long | 3mm - 10mm diameter | BARD AUSTRALIA PTY. LIMITED |  | Change to Group benefit
BA022 | 10 - Vascular | Impra PTFE Vascular Grafts | ePTFE graft - radially supported, regular wall, 10-50cm long | 4 - 19mm diameter | BARD AUSTRALIA PTY. LIMITED |  | Change to Group benefit
BA025 | 10 - Vascular | Impra PTFE Vascular Grafts | ePTFE graft - regular wall, 10-50cm long | 3 - 19mm diameter | BARD AUSTRALIA PTY. LIMITED |  | Change to Group benefit
ER169 | 10 - Vascular | LifeSpan ePTFE vascular grafts-straight-regular or thin wall-20cm | LifeSpan ePTFE vascular grafts-straight-regular or thin wall; 5-8mm dia x 20 cm long | 5-8 mm dia x 20 cm long | EMERGO ASIA-PACIFIC PTY. LIMITED |  | Change to Group benefit
ER679 | 10 - Vascular | LeMaitre Omniflow II Vascular Prosthesis-20 cm | Omniflow II Vascular Prosthesis 20 cm, bioengineered, straight | diameter:5-8 mm length: 20 cm | EMERGO ASIA-PACIFIC PTY. LIMITED |  | Change to Group benefit
GX011 | 10 - Vascular | Advanta PTFE Vascular Graft with Graft Deployment System | Trilaminate PTFE. Vascular Access PTFE | 4mm - 8mm diameter 11cm - 20cm length | GETINGE AUSTRALIA PTY. LTD. |  | Change to Group benefit
GX012 | 10 - Vascular | Intergard W - Woven Straight | Woven Straight | 15cm | GETINGE AUSTRALIA PTY. LTD. |  | Change to Group benefit
GX026 | 10 - Vascular | Advanta PTFE Vascular Graft | Trilaminate PTFE Graft with Graft Deployment System | 4mm - 8mm 11cm - 20cm length | GETINGE AUSTRALIA PTY. LTD. |  | Change to Group benefit
GT290 | 10 - Vascular | GORE-TEX ® Stretch Vascular Graft | E-PTFE Vascular Graft | Diameters: 3 to 24mm Lengths: 11-20cm | W L GORE & ASSOCIATES (AUSTRALIA) PTY LTD |  | Change to Group benefit
BB021 | 10 - Vascular | Vascular Uni - Graft | Vascular graft | 40cm | B BRAUN AUSTRALIA PTY LTD |  | Change to Group benefit
BB022 | 10 - Vascular | Vascular Uni - Graft | Vascular graft | 30cm | B BRAUN AUSTRALIA PTY LTD |  | Change to Group benefit
BN026 | 10 - Vascular | Omniflow II Vascular Prosthesis | Biosynthetic vascular prosthesis for peripheral revascularisation and vascular access | 9 and 10mm internal diameter, 20 to 40cm length | BIO NOVA INTERNATIONAL PTY LTD |  | Change to Group benefit
BN028 | 10 - Vascular | Omniflow II Vascular Prosthesis | Biosynthetic vascular prosthesis for peripheral revascularisation and vascular access | 9 and 10mm internal diameter; 45 to 85cm length | BIO NOVA INTERNATIONAL PTY LTD |  | Change to Group benefit
ER680 | 10 - Vascular | LeMaitre Omniflow II Vascular Prosthesis-30-40cm | Omniflow II Vascular Prosthesis, biologically engineered, 30-40 cm, straight or curved | diameter: 5-8 mm Length: 30-40 cm | EMERGO ASIA-PACIFIC PTY. LIMITED |  | Change to Group benefit
GX014 | 10 - Vascular | Maquet InterVascular Straight vascular Grafts | Straight Vascular Grafts | 6mm - 38mm diameter, Length 30cm - 40cm | GETINGE AUSTRALIA PTY. LTD. |  | Change to Group benefit
GX025 | 10 - Vascular | Advanta PTFE Vascular Graft | Trilaminate PTFE Graft with Graft Deployment System | 4mm - 8mm diameter 21cm - 49cm length | GETINGE AUSTRALIA PTY. LTD. |  | Change to Group benefit
TU019 | 10 - Vascular | Gelsoft Plus Graft | Femoro-femoral, Polyester, Knitted, Externally reinforced | 6mmx30cm to 8mmx40cm | Terumo Australia |  | Change to Group benefit
TU020 | 10 - Vascular | Gelsoft Plus Graft | Straight, Polyester, Knitted | 6 - 24mm x 12.5 - 30cm | Terumo Australia |  | Change to Group benefit
GT211 | 10 - Vascular | Gore-Tex Intering Vascular Graft | Internally radially supported vascular graft (ePTFE) | Diameter 6-8mm, 40cm radial supported length x 40cm length | W L GORE & ASSOCIATES (AUSTRALIA) PTY LTD |  | Change to Group benefit
GT252 | 10 - Vascular | GORE-TEX ® Stretch Vascular Graft | Standard Wall and Thin Wall ePTFE Vascular Grafts Removable Rings | 4 to 10 mm diameter 21 to 49cm lengths various removable ring sections | W L GORE & ASSOCIATES (AUSTRALIA) PTY LTD |  | Change to Group benefit
GT291 | 10 - Vascular | GORE-TEX ® Stretch Vascular Graft | E-PTFE Vascular Graft | Diameters: 3 to 24mm Lengths: 21-49cm | W L GORE & ASSOCIATES (AUSTRALIA) PTY LTD |  | Change to Group benefit
BB018 | 10 - Vascular | Vascular Uni - Graft | Vascular graft | 100cm | B BRAUN AUSTRALIA PTY LTD |  | Change to Group benefit
BB019 | 10 - Vascular | Vascular Uni - Graft | Vascular graft | 60cm | B BRAUN AUSTRALIA PTY LTD |  | Change to Group benefit
BB020 | 10 - Vascular | Vascular Uni - Graft | Vascular graft | 50cm | B BRAUN AUSTRALIA PTY LTD |  | Change to Group benefit
BA254 | 10 - Vascular | Bard Vascular Graft | PTFE graft | 50 cm or > 50cm | BARD AUSTRALIA PTY. LIMITED |  | Change to Group benefit
BA255 | 10 - Vascular | Bard Vascular Grafts | PFTE Graft - radial support | 50cm or > 50cm | BARD AUSTRALIA PTY. LIMITED |  | Change to Group benefit
ER170 | 10 - Vascular | LifeSpan ePTFE vascular grafts-straight-regular or thin wall, 50-100 cm | LifeSpan ePTFE vascular grafts-straight-regular or thin wall, 5-10 mm dia x length 50-100 cm | 5-10 mm dia x length 50-100 cm | EMERGO ASIA-PACIFIC PTY. LIMITED |  | Change to Group benefit
ER171 | 10 - Vascular | LifeSpan ePTFE vascular grafts-straight-supported-regular or thin wall, 50-80 cm | LifeSpan ePTFE vascular grafts-straight-supported; regular and thin wall; 6-10 mm dia x 50-80 cm length; 10-80 cm external spiral support length | 6-10 mm dia x 50-80 cm length; 10-80 cm external spiral support length | EMERGO ASIA-PACIFIC PTY. LIMITED |  | Change to Group benefit
GX015 | 10 - Vascular | Atrium PTFE Vascular Graft | Ringed PTFE | 4mm - 10mm; 50cm - 100cm | GETINGE AUSTRALIA PTY. LTD. |  | Change to Group benefit
GX016 | 10 - Vascular | InterVascular Radially Supported Vascular Grafts | Radially Supported Vascular Grafts | 6mm - 8mm diameter, 70cm - 85cm length | GETINGE AUSTRALIA PTY. LTD. |  | Change to Group benefit
GX017 | 10 - Vascular | Advanta PTFE Vascular Graft | Straight PTFE Vascular Graft | 6mm - 10mm; 50cm - 90cm | GETINGE AUSTRALIA PTY. LTD. |  | Change to Group benefit
GX019 | 10 - Vascular | Maquet InterVascular Straight Vascular Grafts | Straight Vascular Grafts | 6mm - 32mm Diameter, 60cm -100cm length | GETINGE AUSTRALIA PTY. LTD. |  | Change to Group benefit
TU021 | 10 - Vascular | Gelsoft Plus Graft | Straight, Polyester, Knitted | 6-24mm x 50-60cm | Terumo Australia |  | Change to Group benefit
TU045 | 10 - Vascular | Gelsoft Plus Graft | Polyester, Externally Reinforced, Knitted | 6 to 10cm x 75 to 100cm | Terumo Australia |  | Change to Group benefit
GT278 | 10 - Vascular | GORE-TEX ® Stretch Vascular Graft | Standard Wall and Thin Wall Removable Rings ePTFE Vascular Graft | 4 to 10 mm diameters ≥ 50cm lengths | W L GORE & ASSOCIATES (AUSTRALIA) PTY LTD |  | Change to Group benefit
GT286 | 10 - Vascular | GORE® INTERING® Vascular Graft | Stretch Thin Walled ePTFE graft with Integrated Rings | 6-8mm diameter, 60-80 cm integrated ringed section, ≥50cm length | W L GORE & ASSOCIATES (AUSTRALIA) PTY LTD |  | Change to Group benefit
GT288 | 10 - Vascular | GORE-TEX® Vascular Grafts | Standard Wall, Thin Wall and Stretch Technology (eptfe) | Diameters: 3-12mm Lengths: ≥ 50 cm | W L GORE & ASSOCIATES (AUSTRALIA) PTY LTD |  | Change to Group benefit
BB027 | 10 - Vascular | Vascular Uni - Graft - Bifurcated | Vascular graft | 12x7 to 12x12 | B BRAUN AUSTRALIA PTY LTD |  | Change to Group benefit
GX020 | 10 - Vascular | Maquet InterVascular Bifurcated Vascular Grafts | Bifurcated Vascular Grafts | Diameter – 12mmx6mm – 24mmx12mm Length - 50cm | GETINGE AUSTRALIA PTY. LTD. |  | Change to Group benefit
TU013 | 10 - Vascular | Gelweave Graft | Bifurcated, Polyester, Woven | 12mmx 6mmx 45 cm to 24mmx12mm x 45cm | Terumo Australia |  | Change to Group benefit
TU014 | 10 - Vascular | Gelsoft Plus Graft | Bifurcated, Polyester, Knitted | 12mmx6mmx45cm to 24mmx12mmx45cm | Terumo Australia |  | Change to Group benefit
GT006 | 10 - Vascular | Gore-Tex Stretch Bifurcated Graft | Stretch Bifurcated Graft with Thin Walled Limbs (ePTFE) | 12x6mm to 24x12mm 40-50cm long | W L GORE & ASSOCIATES (AUSTRALIA) PTY LTD |  | Change to Group benefit
BB026 | 10 - Vascular | Vascular Uni - Graft - Tapered | Vascular graft | 12x6 to 24x12 | B BRAUN AUSTRALIA PTY LTD |  | Change to Group benefit
BA256 | 10 - Vascular | Bard Vascular Graft | PTFE graft | 6-10mm diameter, 40 - 80cm length 4mm - 8mm diameter, 10cm - 50cm length 7 & 8mm diameter. 50, 60, 70, 80cm lengths | BARD AUSTRALIA PTY. LIMITED |  | Change to Group benefit
ER172 | 10 - Vascular | LifeSpan ePTFE vascular grafts-tapered or end modified-regular or thin wall, 40-70 cm | LifeSpan ePTFE vascular grafts-unsupported, tapered or end modified, 4-7 mm dia x 40-70 cm long | 4-7 mm dia x 40-70 cm long; | EMERGO ASIA-PACIFIC PTY. LIMITED |  | Change to Group benefit
ER173 | 10 - Vascular | LifeSpan ePTFE vascular grafts-supported, tapered or end modified 50-80 cm | LifeSpan ePTFE vascular grafts-supported, end modified or tapered, regular or thin wall, 4-7 mm dia x 50-80 cm length; spiral length 5-70 cm | 4-7 mm dia x 50-80 cm length; spiral length 5-70 cm | EMERGO ASIA-PACIFIC PTY. LIMITED |  | Change to Group benefit
GX023 | 10 - Vascular | Advantra PTFE Vascular Graft with Graft Deployment System | Trilaminate PTFE. Vascular Access Graft | 4mm - 8mm diameter. 50 - 80cm length | GETINGE AUSTRALIA PTY. LTD. |  | Change to Group benefit
GX024 | 10 - Vascular | Advantra PTFE Vascular Graft | Tapered Trilaminate PTFE Graft with Graft Deployment System | 4mm - 8mm diameter, 10 - 40cm lengths | GETINGE AUSTRALIA PTY. LTD. |  | Change to Group benefit
GT214 | 10 - Vascular | Gore-Tex Intering Vascular Graft | Internally radially supported vascular graft (ePTFE) | 4-6 tapered diameter 38cm radial support length 45cm length; 4-7 tapered diameter 38cm radial support length 45cm length; 6mm diameter 40cm radial support length 40cm length | W L GORE & ASSOCIATES (AUSTRALIA) PTY LTD |  | Change to Group benefit
GT273 | 10 - Vascular | Standard Wall Grafts | Standard Wall Grafts Stretch Tapered (ePTFE) | Diameter 4-6mm & 4-7mm, Length 45 48cm | W L GORE & ASSOCIATES (AUSTRALIA) PTY LTD |  | Change to Group benefit
BA039 | 10 - Vascular | Grafts Vascular | Polyester pledgets | Rectangle, Oval, Circle, Square 2.9mm-8mm x 6mm - 9.5mm | BARD AUSTRALIA PTY. LIMITED |  | Change to Group benefit
VA001 | 10 - Vascular | Venous Valve Ring | Dacron/silicone variable diameter ring | 52mmx15mmx0.09 mm | All Vascular Pty Ltd |  | Change to Group benefit
BS021 | 10 - Vascular | Interlock Detachable Coils | Platinum-tungsten, Fibered Occlusion System | Coil diameters up to 30mm and lengths up to 100cm. Delivery system lengths up 200cm | BOSTON SCIENTIFIC PTY LTD |  | Change to Group benefit
BS400 | 10 - Vascular | EMBOLD Fully Retractable Coils | Platinum-tungsten, Fibered Occlusion System | Coil diameters up to 32mm and lengths up to 60cm, Delivery system lengths up to 200 cm | BOSTON SCIENTIFIC PTY LTD |  | Change to Group benefit
EE034 | 10 - Vascular | Concerto Detachable Coil System | Platinum alloy coils (including coils enlaced with PGLA filaments and Nylon Fibers) attached to a composite implant delivery pusher with a radiopaque positioning marker. The proximal end of the pusher is loaded into the Actuator which detaches the coil. | Diameter: 1.5 - 25mm; Length: 1 - 50cm | MEDTRONIC AUSTRALASIA PTY LTD |  | Change to Group benefit
MI453 | 10 - Vascular | Concerto Versa Detachable Coil | Platinum-tungsten embolization coil (enlaced with nylon fibers) attached to a composite delivery pusher, and a hand-held Instant Detacher. | Diameters 3–32 mm, Length 5-65 cm. | MEDTRONIC AUSTRALASIA PTY LTD |  | Change to Group benefit
PN012 | 10 - Vascular | Penumbra Ruby Coil System | The Ruby Coil System is comprised of a platinum embolisation coil attached to a composite pusher with a radiopaque positioning marker. The coil is transferred onto the microcatheter and the coil should be advanced under fluoroscopic guidance. The detachment handle is attached and advanced over the proximal end of the delivery pusher and then the coil is detached by using the retraction button on the handle into the preferred site. | Diameter.mm. - Length .cm. 3 x 5 3 x 12 3 x 20 4 x 10 4 x 15 4 x 20 4 x 30 4 x 35 5 x 12 5 x 20 5 x 30 6 x 12 6 x 20 6 x 30 7 x 25 7 x40 8 x 25 8 x 40 9 x 30 10 x 35 12 x 40 12 x 60 14 x 40 14 x 60 16 x 60 18 x 57 20 x 60 24 x 57 28 x 60 32 x 60 36 x 60 40 x 60 2 x 1 2 x 2 2 x 4 3 x 5 3 x 15 4 x 6 4 x 15 6 x 20 6 x 30 8 x 35 8 x 60 10 x 35 12 x 40 16 x 50 20 x 60 | PENUMBRA NEURO AUSTRALIA PTY LTD |  | Change to Group benefit
PY051 | 10 - Vascular | Prestige Plus Detachable Coil | Implantable embolization Coil comprised of platinum-tungsten alloy attached to a proximal stainless steel hypo-tube and distal body coil delivery pusher with a radiopaque distal positioning marker and a proximal fluorosafe marker. | Diameter 2mm-24mm Length 2cm-65cm | Pyramed Pty Limited |  | Change to Group benefit
TU052 | 10 - Vascular | AZUR Peripheral Framing Coil | AZUR Peripheral Coil,detachable, Framing Coil three dimensional complex shape | 8-20mm diameter, length 20-50cm | Terumo Australia |  | Change to Group benefit
TU053 | 10 - Vascular | AZUR Peripheral HydroCoil | AZUR Peripheral Coil, detachable | 3-20mm diameter, length 3-50cm | Terumo Australia |  | Change to Group benefit
WC320 | 10 - Vascular | Retracta Detachable Embolization Coil | The Retracta Detachable Embolization Coil is a platinum coil with spaced synthetic fibers, and is attached to a delivery wire. | Coiled embolus diameters: 4-20mm Length: 7-14cm | WILLIAM A. COOK AUSTRALIA PTY. LTD. |  | Change to Group benefit
OW011 | 10 - Vascular | Embospheres | - | 2ml per implant | MERIT MEDICAL AUSTRALIA PTY LTD |  | Change to Group benefit
TU065 | 10 - Vascular | Embolization Microsphere | HydroPearl™ microspheres are part of a family of embolic materials based on MicroVention’s proprietary microsphere technology. These spheres are designed to offer controlled, targeted embolisation. HydroPearl™ is made using Poly-Ethylene Glycol and comprises of a range of microspheres that are pre-formed, compressible, calibrated, spherical and biocompatible. | 75-1100 micron | Terumo Australia |  | Change to Group benefit
VN003 | 10 - Vascular | Embozene Microspheres | Uniquely colour-coded microspheres used in the embolization of hypervascular tumours and arteriovenous malformations | In between the range of 40 - 1130 micron - 2ml | Varian Medical Systems Australia |  | Change to Group benefit
SJ265 | 10 - Vascular | Amplatzer Vascular Plug | Self expandable nitinol wire mesh | Diameter 4mm - 16mm, Length 7 & 8mm | ABBOTT MEDICAL AUSTRALIA PTY LTD. |  | Change to Group benefit
SJ268 | 10 - Vascular | Amplatzer Vascular Plug III | AVP III is a self-expanding, Nitinol mesh occlusion device. | Size: (mm): 4, 6, 8, 10, 10, 12, 12, 14, 14 Long Axis (mm): 4, 6, 8, 10, 10, 12, 12, 14, 14 Length (mm): 6.5 | ABBOTT MEDICAL AUSTRALIA PTY LTD. |  | Change to Group benefit
SJ269 | 10 - Vascular | AMPLATZER Vascular Plug 4 | The AMPLATZER Vascular Plug 4 (AVP4) is a self-expanding, Nitinol mesh occlusion device. The Device has a radiopaque marker band at each end and a micro screw attachment at one end for attaching to the delivery wire. The AVP4 fits through a 0.038 guidewire compatible diagnostic catheter allowing the use of the same catheter throughout the procedure rather than having to exchange the diagnostic catheter for a second delivery catheter to place a plug. | 4mm 4 diameter 10.0 length 5mm 5 diameter 10.5 length 6mm 6 diameter 11.0 length 7mm 7 diameter 12.5 length 8mm 8 diameter 13.5 length | ABBOTT MEDICAL AUSTRALIA PTY LTD. |  | Change to Group benefit
IZ002 | 10 - Vascular | EOS Endoluminal Occlusion System | EOS is made of self-expandable Nitinol flat wire, serving as a supportive scaffold with significant radial strength, covered by impermeable ePTFE membrane for achievement of immediate occlusion of a peripheral vessel. This implant is pre-loaded on a delivery catheter with 2 deployment handles. This System will be inserted through a standard guide catheter (not included) up to the targeted segment. | 3 to 5 mm of vessel diameter (6.1 mm diameter unconstrained) 4.5 to 8 mm of vessel diameter (9.1 mm diameter unconstrained) 7.5 to 11 mm of vessel diameter (12.2 mm diameter unconstrained) | Inovanz (PTY) LTD |  | Change to Group benefit
PN020 | 10 - Vascular | POD Packing Coil | POD Packing coil is a soft shapeless coil up to 60cm in length designed to pack very densely behind POD to occlude arteries and veins throughout the peripheral vasculature. | 15cm, 30cm, 45cm, 60cm lengths | PENUMBRA NEURO AUSTRALIA PTY LTD |  | Change to Group benefit
PN024 | 10 - Vascular | Penumbra POD Occlusion Device | The Peripheral Occlusion Device (POD) is compromised of a specifically designed platinum enbolisation coil with varied diameter and is attache to a composite pusher with a radiopaque positioning marker. The distal Anchor segment has a larger diameter to secure the coil in a straight or fast flowing vessel. The proximal segment has a softer and smaller diameter to ensure occlusion and stasis of the vessel. The device is transferred into the microcatheter and advanced under fluoroscopic guidance. The device may be fully deployed prior to detachment. the detachment handle is attached and advanced over the proximal ned of the delivery pusher and the the device is detached by using the retraction button on the handle for accurate placement | 20cm Length - 3mm diameter 30cm Length - 3.25 - 4mm diameter 30cm Length - 4-5mm diameter 50cm Length - 5-6mm diameter 60cm Length - 6-8mm diameter 60cm Length - 8-10mm diameter 60cm Length - 10-12mm diameter 60cm Length - 12-14mm diameter | PENUMBRA NEURO AUSTRALIA PTY LTD |  | Change to Group benefit
PN025 | 10 - Vascular | Penumbra POD Packing Coil | Platinum coil designed in a WAVE shape to behave like a liquid to compliment the Plug effect of the POD and pack densely, reducing reliance on thrombus formation. This packing coil does not have the traditional 3D shape formation of other coils so only has a measurement of length | 5cm length 15cm length 30cm length 45cm length 60cm length | PENUMBRA NEURO AUSTRALIA PTY LTD |  | Change to Group benefit
MI285 | 10 - Vascular | VenaSeal™ Closure System | Cyanoacrylate liquid embolic material | One size | MEDTRONIC AUSTRALASIA PTY LTD |  | Change to ARTG
PN017 | 10 - Vascular | Penumbra Ruby Coil System, Detachment Handle | The Ruby Coil System is comprised of a platinum embolisation coil attached to a composite pusher with a radiopaque positioning marker and a Detachment Handle. The coil is transferred onto the microcatheter and the coil should be advanced under fluoroscopic guidance. The detachment handle is attached and advanced over the proximal end of the delivery pusher and then the coil is detached by using the retraction button on the handle into the preferred site. | N/A | PENUMBRA NEURO AUSTRALIA PTY LTD |  | Change to Group benefit
PN021 | 10 - Vascular | POD Detachmnet Handle | The POD Detachment handle is a plastic handle used to mechanically detach the POD Implant. Sterile Single use patient device | N/A | PENUMBRA NEURO AUSTRALIA PTY LTD |  | Change to Group benefit
PY052 | 10 - Vascular | Ultra, Prestige Plus Coil Detachment Controller | Handheld battery powered coil detachment controller | One Size only | Pyramed Pty Limited |  | Change to Group benefit
TU054 | 10 - Vascular | AZUR Peripheral Coil Detachment Controller | Hand held battery powered coil detachment controller | One size only | Terumo Australia |  | Change to Group benefit
BA215 | 10 - Vascular | Haemodialysis Catheter | Power Injectable, Triple Lumen Haemodialysis Catheter | 13Fr | BARD AUSTRALIA PTY. LIMITED |  | Change to Group benefit
JF002 | 10 - Vascular | HealthPORT Venous Access Port | HEALTHPORT Venous Polysufone/Titanium Implantable Venous Access Systems, for mid and long term intermittent or continuous central venous infusion. Come with Silicon or Polyurethane catheter in multiple French sizes. Kits include Port chamber, Catheter, Connector, Huber needle 22G, Luer connector, Peel-away dilator-introducer, Introducer needle 18G, J-Guidewire 0.89mm, Stainless Steel Tunneler | 5-8 Fr | ARIA HEALTHCARE PTY LTD |  | Change to Group benefit
BB170 | 10 - Vascular | Celsite Access Port for pain relief | Composition - polysulphone. Kit includes tunnelling rod, filter, connectors, needles, syringe, tuohy needle | Diameter of septum:11.7mm. Height: 11.5mm. Dimension: 25.8 x 37.8mm | B BRAUN AUSTRALIA PTY LTD |  | Change to Group benefit
BA057 | 10 - Vascular | Groshong Subcutaneous Ports | Titanium or MRI Implatable Port, Closed-Ended Catheter, Single Chamber | 7Fr - 8 Fr | BARD AUSTRALIA PTY. LIMITED |  | Change to Group benefit
BA221 | 10 - Vascular | Implanted infusion Port | Titanium or MRI Implanted Port, Open-Ended Catheter, Single Chamber | 6Fr - 9.6Fr | BARD AUSTRALIA PTY. LIMITED |  | Change to Group benefit
MS014 | 10 - Vascular | Vortex Implantable Port | Implantable access device for administration of medications, fluids, etc. and for blood sampling | Catheter Size (Fr): 6.6 - 9.6 | MEDICAL SPECIALTIES AUSTRALASIA PTY LTD |  | Change to Group benefit
SI053 | 10 - Vascular | PORT-A-CATH Single Lumen | PORT-A-CATH® Polysulfone/Titanium Implantable Venous Access Systems, Single Lumen with Multiple French sizes | 6 - 10 fr | Smiths Medical Australasia Pty Ltd |  | Change to Group benefit
BB275 | 11 - Hip | Excia Hip Stem | Cemented CoCr Femoral Stem | 9mm-18mm | B BRAUN AUSTRALIA PTY LTD |  | Change to Group benefit
BB386 | 11 - Hip | Excia T Hip Stem | Cemented CoCr Femoral Stem | 10 - 20 mm | B BRAUN AUSTRALIA PTY LTD |  | Change to Group benefit
LO181 | 11 - Hip | Lubinus SPII Hip Prosthesis Stem cemented | anatomical shaped hip prosthesis stem for cemented fixation in the human body. · Minimal bone resection · Uniform cement mantle around the whole stem · Anatomically shaped stem resists rotational forces Modular system allows adjustment to suit anatomical conditions | Stem Length: 130mm - 170mm Throat Length: Short; Medium; XL CCD Angle: 117 degrees; 126 degrees; 135 degrees Shape: Left; Right | LINK ORTHOPAEDICS AUSTRALIA PTY LIMITED |  | Change to Group benefit
MA016 | 11 - Hip | CCA Cemented Femoral Stem | SS, straight, not polished | 7.50mm -17.5mm | Mathys Orthopaedics Pty Limited |  | Change to Group benefit
SN273 | 11 - Hip | Echelon/Spectron | Revision Hip Stem - Non-porous | 165mm - 200mm | SMITH & NEPHEW PTY LIMITED |  | Change to Group benefit
SN301 | 11 - Hip | Spectron and Synergy | Femoral Stem Non Porous Offset | 1- 20 | SMITH & NEPHEW PTY LIMITED |  | Change to Group benefit
ST576 | 11 - Hip | Stryker Omnifit Cemented Stem | Cemented femoral component Cobal Chrome | Stem sizes 4-11 | STRYKER AUSTRALIA PTY LTD |  | Change to Group benefit
DP546 | 11 - Hip | C- Stem & C- Stem AMT Femoral Stems | Stainless steel Ortron 90, highly polished, triple taper | Size 1-8 standard, Size 1-8 High Offset, CDH and 0A to 3A sizes | JOHNSON & JOHNSON MEDICAL PTY LTD |  | Change to ARTG
DP550 | 11 - Hip | C- Stem & C- Stem AMT Femoral Stem | Stainless steel Ortron 90, highly polished, triple taper, long stem | Size 3-8 x 200-240mm length | JOHNSON & JOHNSON MEDICAL PTY LTD |  | Change to ARTG
LC011 | 11 - Hip | C2 Femoral Stem | C2 Femoral Stem Standard / Lateralised / Revision 12/14 Taper Ti6AI4V | 02 to 12 | Lima Orthopaedics Australia Pty Ltd |  | Change to Group benefit
SL092 | 11 - Hip | REDAPT | Revision stem with standard and high offset options. | 190mm x 12-27mm | SMITH & NEPHEW PTY LIMITED |  | Change to Group benefit
ZI376 | 11 - Hip | Cone Hip prosthesis | Titanium, grit blast, non HA | 13 to 24mm | ZIMMER BIOMET PTY LTD |  | Change to Group benefit
ZI462 | 11 - Hip | Alloclassic Hip Stem | Titanium, grit blast, non HA, standard and high offset | 1 - 14 | ZIMMER BIOMET PTY LTD |  | Change to Group benefit
ZI463 | 11 - Hip | Alloclassic Hip Stem | Zweymuller, Ti alloy, Short Cone, Slender Neck | 01, 0, 1, 10-13 | ZIMMER BIOMET PTY LTD |  | Change to Group benefit
ZI468 | 11 - Hip | CLS Cementless Hip | Titanium, grit blast, non HA | 5 - 20 | ZIMMER BIOMET PTY LTD |  | Change to Group benefit
JJ813 | 11 - Hip | Summit Femoral Hip | Titanium, beaded proximally, distal grit blast | 0-12 | JOHNSON & JOHNSON MEDICAL PTY LTD |  | Change to Group benefit
JJ777 | 11 - Hip | Tri-Lock Gription Femoral Stem | Titanium, Femoral stem, GRIPTION coated | Size 0-12 standard and high offset | JOHNSON & JOHNSON MEDICAL PTY LTD |  | Change to Group benefit
BB393 | 11 - Hip | Excia T Hip Stem | Cementless CoCr Plasma Femoral Stem | 8 - 20 mm | B BRAUN AUSTRALIA PTY LTD |  | Change to Group benefit
MU182 | 11 - Hip | Masterloc Stems - Ti | Cementless Femoral Stem - Ti Coated | 1 to 12 - Std 1 to 14 - Lat 4 to 14 - Lat Plus | MEDACTA AUSTRALIA PTY. LTD. |  | Change to Group benefit
BV040 | 11 - Hip | Profemur Hip System | Primary stem, tapered wedge, plasma coated, fixed neck | 1-10 Extended, Neutral | MICROPORT ORTHOPEDICS PTY LIMITED |  | Change to Group benefit
BI074 | 11 - Hip | Biomet Taperloc Hip System | Titanium unpolished | 4mm- 25mm diameter | ZIMMER BIOMET PTY LTD |  | Change to Group benefit
BI981 | 11 - Hip | Echo Hip System Bi Metric Femoral Stem | Echo Bi Metric Cementless Titanium Femoral Component | 7 - 19mm | ZIMMER BIOMET PTY LTD |  | Change to Group benefit
HT001 | 11 - Hip | Hydra Hip Stem | Tapered, Titanium, HA Coated, Modular Uncemented Femoral Stem | Sizes 9 - 18 | ADLER ORTHO AUSTRALIA PTY LTD |  | Change to Group benefit
LI054 | 11 - Hip | Acor Anatomic Femoral Stem for Modular Neck | Anodised titanium, fully HA Coated, curved stem and used with separate neck | 7 Sizes | AMPLITUDE AUSTRALIA PTY LTD |  | Change to Group benefit
LI056 | 11 - Hip | Integrale Femoral Stem | Anodised titanium, fully HA Coated,straight stem and used with separate neck | 7 Sizes | AMPLITUDE AUSTRALIA PTY LTD |  | Change to Group benefit
LI095 | 11 - Hip | CL2 Cementless Femoral Stem | Titanium, grit plast full HA coating | 8 - 18 | AMPLITUDE AUSTRALIA PTY LTD |  | Change to Group benefit
LI119 | 11 - Hip | EVOK Stem | Cementless Stem with HA | Sizes 7 to 20 Collared and Collarless | AMPLITUDE AUSTRALIA PTY LTD |  | Change to Group benefit
BB405 | 11 - Hip | Trend Hip Cementless Femoral Stem | Trend Hip Cementless Femoral Stem | 1 - 8, Stem Length 134mm - 169mm | B BRAUN AUSTRALIA PTY LTD |  | Change to Group benefit
CR117 | 11 - Hip | Metafix Femoral Stem | Titanium femoral stem striated and fully coated with HA | standard, lateralised, short neck and 125 and 135 degree | Corin (Australia) Pty Limited |  | Change to Group benefit
FD005 | 11 - Hip | Stemsys Cementless HA Coated Stems | Uncemented Femoral Stem with HA Coating - Collared and Collarless | Sizes 7 to 20 - Standard and Laterlised | EVOLUTIS MA AUSTRALIA PTY LTD |  | Change to Group benefit
FD006 | 11 - Hip | HACTIV Uncemented Stem | Titanium, gritblast, HA coated, collared, collarless and high offset | Sizes 7 to 20 | EVOLUTIS MA AUSTRALIA PTY LTD |  | Change to Group benefit
GG009 | 11 - Hip | Cementless Korus Stem | A straight femoral stem, with or without collar, for use in hip prostheses systems. | 125 and 135 degrees; sizes 1 to 9; ; offset 37 to 50 mm; with and without collar | GRUPPO BIOIMPIANTI PTY LTD |  | Change to Group benefit
DP943 | 11 - Hip | Corail Femoral Stem | Titanium, grit blast, full HA coating, | Size 6 to 20 or in lengths 110 -190mm | JOHNSON & JOHNSON MEDICAL PTY LTD |  | Change to Group benefit
DY514 | 11 - Hip | Corail Revision Femoral Stem | Titanium, grit blast, full HA coating, fluted distally | Size ≤13, (length less than 200mm) | JOHNSON & JOHNSON MEDICAL PTY LTD |  | Change to Group benefit
MN256 | 11 - Hip | Corail Femoral Stem | Titanium, grit blast, full HA coating | Size 11 to 14; Offset Low, Standard; Angle (In degrees) 125-135 | JOHNSON & JOHNSON MEDICAL PTY LTD |  | Change to Group benefit
LC013 | 11 - Hip | FIT Femoral Stem | FIT Femoral Stem 12/14 Taper Ti6AI4V HA Coated | Size 1-7, Left & Right | Lima Orthopaedics Australia Pty Ltd |  | Change to Group benefit
LC144 | 11 - Hip | ColloMis Femoral Stem | The COLLO-MIS Femoral Stem | Sizes 1 to 9 | Lima Orthopaedics Australia Pty Ltd |  | Change to Group benefit
LC159 | 11 - Hip | H-Max S Femoral Stem | H-Max S Femoral Stem HA Coated Ti6AI4V | 9 - 18 | Lima Orthopaedics Australia Pty Ltd |  | Change to Group benefit
LO034 | 11 - Hip | CFP Hip Stem | Titanium, grit blast, HA | Extra small to Extra Large | LINK ORTHOPAEDICS AUSTRALIA PTY LIMITED |  | Change to Group benefit
LO111 | 11 - Hip | Beta-Cone Cementless Hip Prosthesis | Titanium, grit blast, with HA | 9 Stem sizes 1-9 plus additional 9 stems with XL neck length. Total 18 Sizes | LINK ORTHOPAEDICS AUSTRALIA PTY LIMITED |  | Change to Group benefit
MA462 | 11 - Hip | twinSys Non Cemented Femoral Stem | Titanium, grit blast, fully HA | Various offsets and sizes under 200mm length | Mathys Orthopaedics Pty Limited |  | Change to Group benefit
MU003 | 11 - Hip | Quadra Hip Femoral Stem | Titanium, grit blast, fully HA, | Std 0 to 10 Std (shortneck) 00 to 10 Lat 1 to 7 Lat (shortneck) 1 to 7 | MEDACTA AUSTRALIA PTY. LTD. |  | Change to Group benefit
MU128 | 11 - Hip | AMIStem H Femoral Stem | Titanium, grit blast, HA coated | STD 00 to 9; LAT 0 to 8 | MEDACTA AUSTRALIA PTY. LTD. |  | Change to Group benefit
BV031 | 11 - Hip | Profemur L | Profemur L Hip Stem | 1 - 11 Standard, Extended | MICROPORT ORTHOPEDICS PTY LIMITED |  | Change to Group benefit
SF029 | 11 - Hip | Origin™ Stem | Cementless Stems are inteded for press-fit fixation and manufactured from titanium 6AI-4V and are fully HA coated | collarless: standard offset, 12/14, sizes 8-18 Extended offset 12/14, sizes 8-18, reduced offset 8-18, collared: standard offset 12/14, sizes 8-18, reduced offset sizes 8-18 Extended offset, all available in collared option and coxa vera 125 degree | SIGNATURE ORTHOPAEDICS PTY LTD |  | Change to Group benefit
ZI556 | 11 - Hip | Avenir- Muller Stem | Titanium, grit blast, with HA | Standard sizes 1-8; Lateral sizes 1-8 | ZIMMER BIOMET PTY LTD |  | Change to Group benefit
DY134 | 11 - Hip | Summit Femoral Stem | Titanium, beaded proximally with HA, duofix distal grit blast | Size 1-10 | JOHNSON & JOHNSON MEDICAL PTY LTD |  | Change to Group benefit
MN275 | 11 - Hip | ACTIS Femoral Stem | Collared, proximal beaded with HA | Size 0-12 | JOHNSON & JOHNSON MEDICAL PTY LTD |  | Change to Group benefit
SN303 | 11 - Hip | Synergy | Femoral Stem HA Coated beaded Titanium Alloy, Std and High offset | 9 - 18 | SMITH & NEPHEW PTY LIMITED |  | Change to Group benefit
SN678 | 11 - Hip | Echelon with HA | Cobalt Chromium with Hyrdoxyapetite Coating, beaded | 11-20 | SMITH & NEPHEW PTY LIMITED |  | Change to Group benefit
SN843 | 11 - Hip | Anthology Hip System | Titanium, Beaded and HA | 0-20 | SMITH & NEPHEW PTY LIMITED |  | Change to Group benefit
HT028 | 11 - Hip | Hydra-Fix | Forged titanium alloy stems with HA coating 12/14 taper | 8 - 18, standard, offset | ADLER ORTHO AUSTRALIA PTY LTD |  | Change to Group benefit
BB274 | 11 - Hip | Excia Hip System | plasma titanium, HA | 8mm-18mm | B BRAUN AUSTRALIA PTY LTD |  | Change to Group benefit
BB295 | 11 - Hip | Metha - modular short stem | Short stem, plasma, HA | 1 -6 | B BRAUN AUSTRALIA PTY LTD |  | Change to Group benefit
CR086 | 11 - Hip | TriFit System | Titanium stem proximally coated with plasma spray and HA | Sizes 1- 11 | Corin (Australia) Pty Limited |  | Change to Group benefit
CR157 | 11 - Hip | MiniHip Stem | Short stem, Titanium, Plasma Spray with HA | 9 sizes | Corin (Australia) Pty Limited |  | Change to Group benefit
CR294 | 11 - Hip | Paragon Hip Stem PCHA | Paragon Femoral Stem, Porous and HA coated | 1-12, STD, High Offset, Coxa Vara, Collared | Corin (Australia) Pty Limited |  | Change to Group benefit
LH627 | 11 - Hip | Mutars RS revision system - cementless stem HA | RS Cementless stem HA | 12 - 22mm dia stems, 150 - 190mm length | LIFEHEALTHCARE PTY LIMITED |  | Change to Group benefit
LC015 | 11 - Hip | Sam-Fit modular stem | Modular stem | 1 - 7 | Lima Orthopaedics Australia Pty Ltd |  | Change to Group benefit
MA541 | 11 - Hip | optimys Stem | Ti with Ti Plasma spray and CaP coating | XS, 0 to 12, standard and lateral | Mathys Orthopaedics Pty Limited |  | Change to Group benefit
MU188 | 11 - Hip | Masterloc Stems - Ti + HA | Cementless Femoral Stem - Ti + HA Coated | 1 to 12 - Std 1 to 14 - Lat. 4 to 14 - Lat Plus | MEDACTA AUSTRALIA PTY. LTD. |  | Change to Group benefit
MU199 | 11 - Hip | AMIStem-P collarless | Titanium, Plasma spray, proximal HA coating - collarless version | Std 00 to 9 Lat 0 to 8 | MEDACTA AUSTRALIA PTY. LTD. |  | Change to Group benefit
MU201 | 11 - Hip | Quadra-P collarless | Titanium stem proximally coated with plasma spray and HA - collarless version | Std 00 to 10 Lat 0 to 10 | MEDACTA AUSTRALIA PTY. LTD. |  | Change to Group benefit
MU202 | 11 - Hip | Quadra-P collared | Titanium stem proximally coated with plasma spray and HA - collared version | Std 00 to 10 Lat 0 to 10 | MEDACTA AUSTRALIA PTY. LTD. |  | Change to Group benefit
MU203 | 11 - Hip | AMIStem-P collared | Titanium, Plasma spray, proximal HA coating, collared version | Std 00 to 9 Lat 0 to 8 | MEDACTA AUSTRALIA PTY. LTD. |  | Change to Group benefit
PF018 | 11 - Hip | Hip and Go | Femoral Stem Component | Size 1-10, standard and lateralized | Perios Pty Ltd |  | Change to Group benefit
WN001 | 11 - Hip | Permedica Exacta Femoral Stem HaX-Pore -Press-fit hip femur | The Permedica Exacta HaX-Pore Femoral stem is a press-fit stem with pure titanium and hydroxyapatite coating. It is a self-locking stem with longitudinal and transverse grooves on the anterior and posterior surface to provide axial and rotational stability. The stem is manufactured using Titanium Aluminium Niobium forged alloy (Ti6AI7Nb) ISO5832/11 with a surface finish of 300 micron pure Titanium and a 50 micron hydroxyapatite plasma sprayed coating. | Sized 1-12 Angle (in degrees) 127 degrees and 135 degrees | PERMEDICA AUSTRALIA PTY LTD |  | Change to Group benefit
SM122 | 11 - Hip | Polarstem | Titanium Stem, Plasma Spray & Full HA coating | 01-11, various offsets | SMITH & NEPHEW PTY LIMITED |  | Change to Group benefit
SM127 | 11 - Hip | SL Plus MIA Femoral Stem | Titanium, Plasma spray, proximal HA coating | 01-12, various offsets | SMITH & NEPHEW PTY LIMITED |  | Change to Group benefit
SN900 | 11 - Hip | NANOS Neck Preserving Stem | .Neck preserving femoral stem with vacuum plasma spray titanium porous coating and Calcium Phosphate electro chemical deposition process coating (Bonit Coating) for use without modular femoral neck choices | Size 0 to Size 9 | SMITH & NEPHEW PTY LIMITED |  | Change to Group benefit
HW529 | 11 - Hip | Accolade II Femoral Hip System | Femoral Hip Stem (127 & 132 neck angle) | Size 0 - 11 | STRYKER AUSTRALIA PTY LTD |  | Change to Group benefit
ST541 | 11 - Hip | SecurFit Plus Max | Titanium, plasma, HA | Stem sizes 7-14 | STRYKER AUSTRALIA PTY LTD |  | Change to Group benefit
ST574 | 11 - Hip | SecurFit HA Max Hip Stem | Titanium, plasma coated, HA | Stem sizes 4-14 in 127 and 132 degree neck angles | STRYKER AUSTRALIA PTY LTD |  | Change to Group benefit
WQ009 | 11 - Hip | Individual Hip TiHA | Uncemented Collarless Femoral Stem | Patient-Specific Collarless Hip | SYMBIOS ORTHOPAEDICS PTY LTD |  | Change to Group benefit
TG021 | 11 - Hip | Furlong Evolution | Collarless and collared 126-133 (degree) | 6-17 | The Trustee for Gregory Family Trust |  | Change to Group benefit
TG024 | 11 - Hip | JRI Furlong Total Hip System | Uncemented Femoral Stem, titanium, plasma sprayed, with HA | 12 /14 Taper, and 5mm offset, short and standard spigot | The Trustee for Gregory Family Trust |  | Change to Group benefit
BI075 | 11 - Hip | Biomet Taperloc Hip System | titanium, plasma, HA | 4mm - 25mm | ZIMMER BIOMET PTY LTD |  | Change to Group benefit
ZI493 | 11 - Hip | M/L Taper Stem | Plasma sprayed titanium with HA | Sizes 5 to 22 with standard and extended offsets | ZIMMER BIOMET PTY LTD |  | Change to Group benefit
BI889 | 11 - Hip | Orthopaedic Salvage System | Proximal Femoral Component, Letson or Finn, Anatomic, Ti | 7cm Left or Right | ZIMMER BIOMET PTY LTD |  | Change to ARTG
HT031 | 11 - Hip | Pantheon Cementless Stem HA | Ti6Al4V stem with HA Coating | Diameters 11-24mm, Length 115-145mm | ADLER ORTHO AUSTRALIA PTY LTD |  | Change to Group benefit
LC158 | 11 - Hip | H-Max M Femoral Stem Ti6AI4V | H-Max M Femoral Stem HA Coated Ti6AI4V | 9 - 18 | Lima Orthopaedics Australia Pty Ltd |  | Change to Group benefit
LO133 | 11 - Hip | Link MP Reconstruction Hip Prosthesis | Link body, Titanium, grit blast, HA | 35-65mm IN 126 & 135 degrees | LINK ORTHOPAEDICS AUSTRALIA PTY LIMITED |  | Change to Group benefit
LO186 | 11 - Hip | Link MP Reconstruction Neck Segment, Tilastan, HX-coated | MP Reconstruction Prosthesis, Neck Segment, Tilastan, HX-coated | 35 mm - 65 mm; 126° - 135°CCD | LINK ORTHOPAEDICS AUSTRALIA PTY LIMITED |  | Change to Group benefit
PF003 | 11 - Hip | ESOP HA | Esop Femoral body Metaphyseal grit blast Ti/HA, | Left and Right Size 5-20 | Perios Pty Ltd |  | Change to Group benefit
TG018 | 11 - Hip | Securus Modular Revision Hip System | Modular Proximal Body | Std & 5mm offset | The Trustee for Gregory Family Trust |  | Change to Group benefit
BV041 | 11 - Hip | Profemur Modular Neck | Titanium, CoCr Femoral Necks | Neutral, Ante/Retro Varus/ Valgus 1,2 Short, X-Long Angle 0-15 Degrees | MICROPORT ORTHOPEDICS PTY LIMITED |  | Change to ARTG
SR026 | 11 - Hip | Stryker CoCr Femoral Head | Cobal Chrome with LFIT Treatment | 22.2-32mm | STRYKER AUSTRALIA PTY LTD |  | Change to Group benefit
HT029 | 11 - Hip | Adler Ceramic Head | Ceramic Femoral Heads. Biolox Delta | Short, Medium, Long, Extra Long, 22 - 32mm Outer Diameter 12/14 Taper | ADLER ORTHO AUSTRALIA PTY LTD |  | Change to Group benefit
LI074 | 11 - Hip | Delta Ceramic Head | Biolox Delta Head | 28 and 32mm heads 10/12 and 12/14 | AMPLITUDE AUSTRALIA PTY LTD |  | Change to Group benefit
LI115 | 11 - Hip | Biolox Delta Ceramic Revision Head | Biolox Delta Femoral Head | 28mm and 32mm | AMPLITUDE AUSTRALIA PTY LTD |  | Change to Group benefit
BB250 | 11 - Hip | Biolox Delta Ceramic Hip Prosthesis Head | Biolox Delta Ceramic Head | 28 & 32mm diameter | B BRAUN AUSTRALIA PTY LTD |  | Change to Group benefit
CR180 | 11 - Hip | Ceramic modular head | Biolox Delta Ceramic heads 32mm or less | 28 and 32mm | Corin (Australia) Pty Limited |  | Change to Group benefit
CR310 | 11 - Hip | BioBall Delta Femoral Head, 32mm or less | Femoral Head Biolox Delta Ceramic, 28mm and 32mm | 28mm, 32mm | Corin (Australia) Pty Limited |  | Change to Group benefit
FD003 | 11 - Hip | Delta Ceramic Femoral Head | Delta Ceramic Head | 28mm to 32mm diameter | EVOLUTIS MA AUSTRALIA PTY LTD |  | Change to Group benefit
FA002 | 11 - Hip | Ceramic modular head | Biolox Delta Ceramic heads 32mm or less | 28 and 32mm | EXACTECH AUSTRALIA PTY LTD |  | Change to Group benefit
GG006 | 11 - Hip | Biolox Delta Ceramic Femoral Heads | Biolox Delta Ceramic Femoral Heads 28mm 32mm | Biolox Delta Femoral Head 28mm - -3.5mm to +3.5mm and Biolox Delta Femoral Head 32mm - 3.5mm to +7mm | GRUPPO BIOIMPIANTI PTY LTD |  | Change to Group benefit
JJ752 | 11 - Hip | DePuy Delta Heads | Delta femoral head various tapers & neck lengths | ≤32mm | JOHNSON & JOHNSON MEDICAL PTY LTD |  | Change to Group benefit
LH619 | 11 - Hip | IC- Head Biolox delta | Biolox delta ceramic head | 28 and 32mm. Small, medium and large. | LIFEHEALTHCARE PTY LIMITED |  | Change to Group benefit
LC152 | 11 - Hip | Modular Biolox Delta Head | Modular Biolox Delta Head | 28 - 32mm Small to Large | Lima Orthopaedics Australia Pty Ltd |  | Change to Group benefit
LO184 | 11 - Hip | Link Biolox Delta Head, ≤32mm | Link Biolox Delta Head, ≤32mm | 28 mm - 32 mm diameter | LINK ORTHOPAEDICS AUSTRALIA PTY LIMITED |  | Change to Group benefit
MA482 | 11 - Hip | Ceramys Ceramic Femoral Head | Ceramic, zirconia alumina combination | 28 L, 28 M, 28 S, 32 XL, 32 L, 32 M, 32 S | Mathys Orthopaedics Pty Limited |  | Change to Group benefit
MU096 | 11 - Hip | Biolox Delta Ceramic Ball Heads | Ceramic femoral heads, BIOLOX® Delta AI2 O3 -ZrO2 | Ball Head 12/14 Ø 28 Sizes: S, M and L Ball Head 12/14 Ø 32 sizes: S, M, L and XL | MEDACTA AUSTRALIA PTY. LTD. |  | Change to Group benefit
MU117 | 11 - Hip | Mectacer Biolox Option Ceramic Heads (<32) | Biolox Option Ceramic Femoral Heads | 28mm & 32mm | MEDACTA AUSTRALIA PTY. LTD. |  | Change to Group benefit
BV038 | 11 - Hip | Delta Modular Heads | Biolox Delta Heads | 28-32mm Short, Medium, Long | MICROPORT ORTHOPEDICS PTY LIMITED |  | Change to Group benefit
QG004 | 11 - Hip | Biolox Delta Head | Zirconia Toughened Alumina Femoral Head | Ø28mm - 32mm, 12/14 & 16/18 Tapers, Short - Extra Long Offset | ORTHOCENTRIC PTY LTD |  | Change to Group benefit
WN004 | 11 - Hip | Mac Surgical BIOLOX Delta ceramic heads 28mm and 32mm | BIOLOX Delta ceramic heads | T28mm and 32mm is available with a diameter of 28 and 32mm. The 28mm diameter is availble in 3 different head-neck lengths ( Short, medium long). The 32mm diameter lengths (short, medium long, X-long) | PERMEDICA AUSTRALIA PTY LTD |  | Change to Group benefit
SF044 | 11 - Hip | Signature Delta Femoral Head <=32mm | Ceramtec Delta Ceramic Femoral Head | Offsets S, M, L & XL | SIGNATURE ORTHOPAEDICS PTY LTD |  | Change to Group benefit
SM144 | 11 - Hip | Universal Delta Ceramic Femoral Head | Delta Ceramic | <=32 - S, M, L, XL,XXL | SMITH & NEPHEW PTY LIMITED |  | Change to Group benefit
SM165 | 11 - Hip | Revision Delta Ceramic Femoral Head | Biolox Option Head | ≤32mm | SMITH & NEPHEW PTY LIMITED |  | Change to ARTG, Change to Group benefit
SR028 | 11 - Hip | Stryker Delta Ceramic Heads | Femoral Head - Delta Ceramic | &lt;32mm | STRYKER AUSTRALIA PTY LTD |  | Change to Group benefit
WQ001 | 11 - Hip | Biolox Delta Femoral Head | Biolox Delta Ceramic Femoral Head | 28mm, 32mm | SYMBIOS ORTHOPAEDICS PTY LTD |  | Change to Group benefit
BI058 | 11 - Hip | Modular Ceramic System | Ceramic Head, Aluminium Alloy, biolox Delta | 28-32mm | ZIMMER BIOMET PTY LTD |  | Change to Group benefit
ZI538 | 11 - Hip | Ceramic primary & revision femoral head | Biolox Delta Ceramic | 28 & 32mm | ZIMMER BIOMET PTY LTD |  | Change to Group benefit
SN687 | 11 - Hip | Femoral Head | 12/14, 14/16 Taper, Oxinium | 22 - 32mm, -3 - +16mm | SMITH & NEPHEW PTY LIMITED |  | Change to Group benefit
LI096 | 11 - Hip | Amplitude CoCr Femoral Head | Femoral heads, CoCr | Diameter 36mm, -4, 0, +4, +8 | AMPLITUDE AUSTRALIA PTY LTD |  | Change to Group benefit
AX103 | 11 - Hip | U2 Femoral Head | Unipolar Femoral heads, CoCr | Size 42 - 56mm | Austofix |  | Change to Group benefit
CR084 | 11 - Hip | CoCr Femoral Head | CoCr Modular Head | Dia 36-62 | Corin (Australia) Pty Limited |  | Change to Group benefit
CR301 | 11 - Hip | BioBall Femoral Head | Femoral Head Vivium > 32mm | 36mm to 58mm | Corin (Australia) Pty Limited |  | Change to Group benefit
FD002 | 11 - Hip | Evolutis CoCr Femoral Head | CoCr Femoral Heads | 36mm diamater | EVOLUTIS MA AUSTRALIA PTY LTD |  | Change to Group benefit
FD007 | 11 - Hip | Evolutis CoCr Femoral Heads | Large Diameter CoCr Femoral Heads | 36mm Short, Medium, Long, Extra Long 12/14 Taper | EVOLUTIS MA AUSTRALIA PTY LTD |  | Change to Group benefit
FA024 | 11 - Hip | Exactech Femoral Head CoCr | Cobalt Chrome Femoral Head | 36mm, -3.5mm to +10mm | EXACTECH AUSTRALIA PTY LTD |  | Change to Group benefit
LH705 | 11 - Hip | IC-Head | IC-Head, CoCrMo | 36mm, S-XL | LIFEHEALTHCARE PTY LIMITED |  | Change to Group benefit
LC157 | 11 - Hip | Modular Head | Modular Head CoCrMo | 36mm Diameter Small to XXXLarge | Lima Orthopaedics Australia Pty Ltd |  | Change to Group benefit
LO183 | 11 - Hip | Link Prosthesis Femoral Head, >32mm | CoCr Femoral Head, >32mm | 36mm diameter | LINK ORTHOPAEDICS AUSTRALIA PTY LIMITED |  | Change to Group benefit
MA542 | 11 - Hip | Mathys CoCr Femoral Head | CoCr Femoral Head | 36mm, S to XXL | Mathys Orthopaedics Pty Limited |  | Change to Group benefit
MU097 | 11 - Hip | Femoral Head | CoCr Femoral Ball Head 12/14 | Ø 36mm & Ø 40mm: both of sizes S-M-L-XL-XXL | MEDACTA AUSTRALIA PTY. LTD. |  | Change to Group benefit
BV027 | 11 - Hip | Femoral Head | Femoral Head CoCr, Superfinished | 33-36mm, XS-XXL (neck length), -3.5 to + 10.5 (neck offset) | MICROPORT ORTHOPEDICS PTY LIMITED |  | Change to Group benefit
SF025 | 11 - Hip | Unipolar Femoral head | Femoral head manufactured from Cobalt Chrome | 40-62mm | SIGNATURE ORTHOPAEDICS PTY LTD |  | Change to Group benefit
SF047 | 11 - Hip | Signature Delta Femoral Head >=36mm | Cobalt Delta Femoral Head | Offsets S, M, L & XL | SIGNATURE ORTHOPAEDICS PTY LTD |  | Change to Group benefit
SN308 | 11 - Hip | Unipolar Head | Co Cr | 12/14, 40-61mm | SMITH & NEPHEW PTY LIMITED |  | Change to Group benefit
SN809 | 11 - Hip | Femoral head | CoCr | >32mm | SMITH & NEPHEW PTY LIMITED |  | Change to Group benefit
SK405 | 11 - Hip | LFIT Femoral Heads | Femoral head with low friction ion treatment | 36mm-44mm | STRYKER AUSTRALIA PTY LTD |  | Change to Group benefit
ST570 | 11 - Hip | UNITRAX | Vitallium alloy /CoCr | 38-64mm OD 2mm increments | STRYKER AUSTRALIA PTY LTD |  | Change to Group benefit
WQ004 | 11 - Hip | Cobalt Chrome Femoral Head | CoCr Femoral Head | 36mm | SYMBIOS ORTHOPAEDICS PTY LTD |  | Change to Group benefit
ZA111 | 11 - Hip | Zimmer Biomet Femoral Heads | Modular Femoral Head | 36-44 mm diameter | ZIMMER BIOMET PTY LTD |  | Change to Group benefit
ZI054 | 11 - Hip | Femoral Head | Cobalt Chrome Femoral Head | 36-57mm | ZIMMER BIOMET PTY LTD |  | Change to Group benefit
MA517 | 11 - Hip | Bionit Ceramic Femoral Head | Femoral Head, Ceramic | 36 to 54mm | Mathys Orthopaedics Pty Limited |  | Change to Group benefit
HW394 | 11 - Hip | Stryker large ceramic femoral head | Biolox Forte | 36mm - 60mm | STRYKER AUSTRALIA PTY LTD |  | Change to Group benefit
HT030 | 11 - Hip | Adler Ceramic Head | Delta Alumina Ceramic Head | Short, Medium, Long, Extra Long; 36mm to 48mm | ADLER ORTHO AUSTRALIA PTY LTD |  | Change to Group benefit
LI075 | 11 - Hip | Large Delta Ceramic Head | Biolox Delta Head | 36mm heads 10/12 and 12/14 | AMPLITUDE AUSTRALIA PTY LTD |  | Change to Group benefit
LI116 | 11 - Hip | Biolox Delta Ceramic Revision Head | Biolox Delta Femoral Head | 36mm | AMPLITUDE AUSTRALIA PTY LTD |  | Change to Group benefit
BB302 | 11 - Hip | Biolox Delta Ceramic Hip Prosthesis Head | Biolox Delta Ceramic Head | 36 & 40mm diameter | B BRAUN AUSTRALIA PTY LTD |  | Change to Group benefit
CR179 | 11 - Hip | Ceramic Modular head | Biolox Delta Ceramic heads > 32mm | 36, 40 and 44mm | Corin (Australia) Pty Limited |  | Change to Group benefit
CR309 | 11 - Hip | BioBall Delta Femoral Head, >32mm | Femoral Head Biolox Delta Ceramic, >32mm | 36mm, 40mm, 44mm, 48mm | Corin (Australia) Pty Limited |  | Change to Group benefit
FD004 | 11 - Hip | Delta Ceramic Femoral Head | Delta Femoral Head | 36mm to 40mm | EVOLUTIS MA AUSTRALIA PTY LTD |  | Change to Group benefit
FA004 | 11 - Hip | Ceramic Modular head | Biolox Delta Ceramic heads > 32mm | 36, 40 and 44mm | EXACTECH AUSTRALIA PTY LTD |  | Change to Group benefit
GG007 | 11 - Hip | Biolox Delta Ceramic Femoral Head 36mm | A sterile implantable component of a hip prostheses system intended to replace the femoral head in total hip arthroplasty procedures. | Diameter: 36mm Taper: 12/14 Neck: S, M, L, XL Centre of rotation: -3.5, 0, +3.5, +7.0mm | GRUPPO BIOIMPIANTI PTY LTD |  | Change to Group benefit
DY464 | 11 - Hip | DePuy Delta Ceramic Femoral Head | Ceramic delta >32mm | >32mm | JOHNSON & JOHNSON MEDICAL PTY LTD |  | Change to Group benefit
LC154 | 11 - Hip | Modular Biolox Delta Head | Modular Biolox Delta Head | 36 - 40mm Small to Large | Lima Orthopaedics Australia Pty Ltd |  | Change to Group benefit
LC192 | 11 - Hip | BioBall Delta Femoral Head | Femoral Head Biolox Delta | 28mm, 32mm, 36mm, 40mm, 44mm, 48mm | Lima Orthopaedics Australia Pty Ltd |  | Change to Group benefit
LO182 | 11 - Hip | Link Biolox Delta Ceramic Head > 32mm | Biolox Delta Ceramic Head > 32mm | 36mm - 40mm diameter | LINK ORTHOPAEDICS AUSTRALIA PTY LIMITED |  | Change to Group benefit
MA483 | 11 - Hip | Ceramys Large Ceramic Femoral Head | Ceramic, zirconia alumina combination, large diameters | 36 XL, 36 L, 36 M, 36 S | Mathys Orthopaedics Pty Limited |  | Change to Group benefit
MU095 | 11 - Hip | Biolox Delta Ceramic Ball heads | Ceramic femoral heads, BIOLOX® Delta Ai2 O3 -ZrO2 | Ball Head 12/14 Ø 36 Sizes: S, M, L and XL Ball Head 12/14 Ø 40 Sizes: S, M, L and XL Ball Head 12/14 Ø 44 Sizes: S, M, L and XL | MEDACTA AUSTRALIA PTY. LTD. |  | Change to Group benefit
MU118 | 11 - Hip | Mectacer Biolox Option Ceramic Heads (>32) | Biolox Option Ceramic Femoral Heads | 36mm, 40mm, 44mm, 48mm | MEDACTA AUSTRALIA PTY. LTD. |  | Change to Group benefit
BV028 | 11 - Hip | Delta Modular Heads | Biolox Delta Heads | 33-40mm Short, Medium, Long | MICROPORT ORTHOPEDICS PTY LIMITED |  | Change to Group benefit
QG002 | 11 - Hip | Biolox Delta Head | Zirconia toughened alumina femoral head | Ø36mm, 12/14 & 16/18 tapers, Short - Extra Long Offsets | ORTHOCENTRIC PTY LTD |  | Change to Group benefit
WN005 | 11 - Hip | Mac Surgical BIOLOX Delta Ceramic Heads 36mm and 40mm | BIOLOX Delta Ceramic Heads 36mm and 40mm | 36mm and 40mm - both diameters are available in 4 different nead-neck-lengths (short, Medium, Long, X-Long) | PERMEDICA AUSTRALIA PTY LTD |  | Change to Group benefit
SF023 | 11 - Hip | Ceramic Femoral Head | Ceramic Femoral Head - Delta | 36 to 44mm | SIGNATURE ORTHOPAEDICS PTY LTD |  | Change to Group benefit
SF045 | 11 - Hip | Signature Delta Femoral Head >=36mm | Ceramtec Delta Femoral Head | offsets S, M, L & XL | SIGNATURE ORTHOPAEDICS PTY LTD |  | Change to Group benefit
SM095 | 11 - Hip | Universal Delta Ceramic Femoral Head | Delta Ceramic | >32mm | SMITH & NEPHEW PTY LIMITED |  | Change to Group benefit
SM167 | 11 - Hip | Revision Delta Ceramic Femoral Head | Biolox Option Head | >32mm | SMITH & NEPHEW PTY LIMITED |  | Change to ARTG, Change to Group benefit
SR029 | 11 - Hip | Stryker Large Femoral Head - Delta Ceramic | Delta Ceramic | 36mm - 50mm | STRYKER AUSTRALIA PTY LTD |  | Change to Group benefit
WQ002 | 11 - Hip | Biolox Delta Femoral Head | Biolox Delta Ceramic Femoral Head | 36mm, 40mm | SYMBIOS ORTHOPAEDICS PTY LTD |  | Change to Group benefit
TG026 | 11 - Hip | JRI Total Hip System | Total Hip Replacement (THR) Biolox Delta Ceramic Haeds | 12 / 14 Taper, Biolox Delta Ceramic head sizes 36mm & 40mm | The Trustee for Gregory Family Trust |  | Change to Group benefit
BH036 | 11 - Hip | Biolox Delta Option Ceramic Femoral Heads | ceramic modular head, biolox delta | 36mm to 60mm | ZIMMER BIOMET PTY LTD |  | Change to Group benefit
ZI539 | 11 - Hip | Ceramic primary & revision femoral head | Biolox Delta Ceramic | 36 - 48mm | ZIMMER BIOMET PTY LTD |  | Change to Group benefit
LH620 | 11 - Hip | IC-Head Biolox delta | Biolox delta ceramic head | 36mm and 40 mm. S, M, L and XL. | LIFEHEALTHCARE PTY LIMITED |  | Change to Group benefit
SN812 | 11 - Hip | Femoral Head | 12/14, 14/16 Taper, Oxinium | >32mm, -3 - +16mm | SMITH & NEPHEW PTY LIMITED |  | Change to Group benefit
LC162 | 11 - Hip | Lock Bipolar Head and Liner | Self Centering Head CoCrMo and UHMWPE Liner | Diameter x 28mm x OD 41-57mm | Lima Orthopaedics Australia Pty Ltd |  | Change to Group benefit
LC197 | 11 - Hip | Delta Mobile Liner UHMWPE | The Mobile Liner UHMWPE functions as part of a double mobility system. It is coupled with an outer liner before being fitted onto the head of a femoral stem. The inner liner provides the articulating surface within the outer liner and the coupled liner provides the articulating surface with the acetabular shell after insertion into the acetabular shell/Cup as part of a total hip arthroplasty. | Diameter (mm) 40 - 42 Outer | Lima Orthopaedics Australia Pty Ltd |  | Change to Group benefit
LC198 | 11 - Hip | 2M Cups Double Mobility System Mobile Liners (UHMWPE) | The liner functions as part of a double mobility system. The liner articulates with an acetabular cup and femoral head as part of a total hip arthroplasty. The liner has an inner clearance of 0.3 mm with respect to the femoral head. The outer clearance has been increased to 0.6 mm to avoid locking of the outer joint due to the interposition of fibrous tissue. The centre of the inner head is cranialized with respect to the centre of the liner (1,5 mm), to permit the self-centring of the system. | Diameter (mm) Outer 42 to 58 Diameter (mm) Inner 22 to 28 | Lima Orthopaedics Australia Pty Ltd |  | Change to Group benefit
HW030 | 11 - Hip | Contemporary Hip System Range | Exeter Contemporary Flanged modified Enhanced Polyethylene | ID: 26, 28, 32. OD 46, 48, 50, 52, 54, 56, 58, 60 | STRYKER AUSTRALIA PTY LTD |  | Change to Group benefit
ZI957 | 11 - Hip | Exceed ABT Cemented Cup | Cemented UHMWPE Cup | 46-60 outer diameter | ZIMMER BIOMET PTY LTD |  | Change to ARTG
DD023 | 11 - Hip | FMP Acetabular Shell | Titanium, non HA, beaded, variable screw holes | 42-80mm | DJO GLOBAL PTY LTD |  | Change to Group benefit
DY521 | 11 - Hip | Pinnacle Acetabular Shell | Titanium, beaded (Porocoat), not HA, acetabular cups | 38 - 80mm | JOHNSON & JOHNSON MEDICAL PTY LTD |  | Change to Group benefit
MA496 | 11 - Hip | SeleXys Acetabular PC Shell | Uncemented Ti acetabular shell, beaded, non HA | 42mm - 72mm in 2mm increments | Mathys Orthopaedics Pty Limited |  | Change to Group benefit
SL085 | 11 - Hip | Reflection | Acetabular Cup, Spiked, Beaded, Titanium Alloy | 40-68 mm | SMITH & NEPHEW PTY LIMITED |  | Change to Group benefit
SL161 | 11 - Hip | Reflection | Acetabular Shell, Beaded, Titanium Alloy | 40 to 80mm | SMITH & NEPHEW PTY LIMITED |  | Change to Group benefit
LH681 | 11 - Hip | MUTARS RS Cup | Acetabulum reconstruction cup, flange multiple screw holes | 46, 50, 54, 58, 62mm right & left | LIFEHEALTHCARE PTY LIMITED |  | Change to Group benefit
ZI386 | 11 - Hip | Fitmore Cup | Titanium mesh non HA | 42 to 68mm | ZIMMER BIOMET PTY LTD |  | Change to Group benefit
BB378 | 11 - Hip | Plasmafit Acetabular Cup | Acetabular Shell with Plasmapore Coating | 40mm - 70mm | B BRAUN AUSTRALIA PTY LTD |  | Change to Group benefit
SF028 | 11 - Hip | Cementless Cup plasma coated | Cementless Cup are availbe with No-Hole and Cluster Hole design options, shells manufactured from titanium (Ti) alloy with plasma coating, sphere and taper inner diameter geometry | Shell: No-Hole shell size 48-68, 2mm increments; Cluster Hole Size 48-68, 2mm increments; Multi-Hole Size 48-56, Multi-Hole with Rim Fixation, Size 56-68 | SIGNATURE ORTHOPAEDICS PTY LTD |  | Change to Group benefit
SM128 | 11 - Hip | POLAR CUP ACETABULAR Cementless Shell | Stainless steel with titanium plasma spray coating that has polished inner surface for dual mobility with constrained UHMWPE liner/head | 43-67MM | SMITH & NEPHEW PTY LIMITED |  | Change to Group benefit
BH365 | 11 - Hip | G7 Acetabular Shell | Acetabular Shell, porous plasma, non-HA | 42mm to 68mm in 2 mm increments | ZIMMER BIOMET PTY LTD |  | Change to Group benefit
LO032 | 11 - Hip | Link acetabular cup system | Titanium, grit blast, HA | 40 - 68mm Small, medium, large | LINK ORTHOPAEDICS AUSTRALIA PTY LIMITED |  | Change to Group benefit
PF010 | 11 - Hip | Atlas Acetabular Cup System | Titanium, grit blast & HA | Atlas Cup 40-74mm | Perios Pty Ltd |  | Change to Group benefit
HW015 | 11 - Hip | ABG 11Cup with Hydroxyapatite | Titanium, grit blast and HA for ceramic insert | Sizes 44mm to 66mm OD in 2mm increments | STRYKER AUSTRALIA PTY LTD |  | Change to Group benefit
ST548 | 11 - Hip | Trident acetabular component system | Titanium, arc deposited, with HA | 40-82mm OD | STRYKER AUSTRALIA PTY LTD |  | Change to Group benefit
ZI035 | 11 - Hip | Trilogy Acetabular Cup | Titanium mesh (fibre metal) with HA for UHMPE insert | 38 - 80 | ZIMMER BIOMET PTY LTD |  | Change to ARTG, Change to Group benefit
LI061 | 11 - Hip | Saturne Press Fit Dual Mobility Acetabular Cup | A cementless, stippled and peripherally expanded, acetabular cup. Flattened pole and an elevated rim to help prevent dislocation. | Sizes: 44 - 64 in 2mm increments | AMPLITUDE AUSTRALIA PTY LTD |  | Change to Group benefit
BB243 | 11 - Hip | Plasmacup | Titanium, plasma, HA | 44mm-68mm | B BRAUN AUSTRALIA PTY LTD |  | Change to Group benefit
CR165 | 11 - Hip | Trinity Acetabular Cup | Tri-liner hemispherical shell. Titanium (Ti6A14V) material with Titanium and HA coated plasma spray | 44 - 68 mm in 2mm increments | Corin (Australia) Pty Limited |  | Change to Group benefit
CR242 | 11 - Hip | Dual Mobility Cup, shell uncemented | Acetabular shell titanium Plasma spray + HA, flanges and/or hook. | 42 to 68mm | Corin (Australia) Pty Limited |  | Change to Group benefit
GG001 | 11 - Hip | Fin II Acetabular Shell | titanium, Plasma sprayed, HA, with variable screw options | 44 to 72mm | GRUPPO BIOIMPIANTI PTY LTD |  | Change to Group benefit
MN347 | 11 - Hip | BI-MENTUM Dual Mobility System | Press-Fit cementless metal acetabular dual mobility cup, designed to be used with a polyethylene liner. | 43mm to 69mm diameter in 2mm increments | JOHNSON & JOHNSON MEDICAL PTY LTD |  | Change to Group benefit
LC166 | 11 - Hip | Delta PF Acetabular Cup | Delta PF Acetabular Cup Ti6AI4V + Poro + HA | 44 - 76mm | Lima Orthopaedics Australia Pty Ltd |  | Change to Group benefit
LC167 | 11 - Hip | Met Acetabular Cup | Met Acetabular Cup CoCrMo + Poro + HA | 42 - 64mm OD x 38 - 58mm ID | Lima Orthopaedics Australia Pty Ltd |  | Change to Group benefit
MU008 | 11 - Hip | Versafitcup Acetabular Shell | Titanium, plasma spray, with HA, variable holes | 40 to 64 | MEDACTA AUSTRALIA PTY. LTD. |  | Change to Group benefit
MU022 | 11 - Hip | Versafitcup Dual Mobility Acetabular Shell | Stainless steel, with titanium plasma coating and HA, and polished inner surface for dual articulation | from diameter 46mm to 64mm in 2mm increments | MEDACTA AUSTRALIA PTY. LTD. |  | Change to Group benefit
OH436 | 11 - Hip | Samo Acetabular Cup | Acetabular cup | 40 - 70 | Orthotech Pty Ltd |  | Change to Group benefit
WN002 | 11 - Hip | Permedica JUMP System Acetabular Cup HaX-Pore - Acetabular Shell | This acetabular component is for un-cemented applications and is coated with a titanium plasma spray and hydroxyapatite coating. Anchorage of the device to the bone is by press-fit insertion which can be augmented with cancellous bone screws and the screw holes can be sealed with special plugs. The acetabular shell is a hemispherical shape with polar deflection and is used in combination with an articular liner, a femoral ball head and a femoral stem. | 44mm - 70mm in 2mm increments | PERMEDICA AUSTRALIA PTY LTD |  | Change to Group benefit
SF038 | 11 - Hip | Logical ™ Acetabular Shell | Titanium, plasma spray, HA with variable number of holes | 42-72mm | SIGNATURE ORTHOPAEDICS PTY LTD |  | Change to Group benefit
SM024 | 11 - Hip | EP Fit Acetabular Shell | Titanium, plasma spray, and HA, with variable number of holes for UHMWPE,ceramic & metal inserts | 40 - 68mm Dia | SMITH & NEPHEW PTY LIMITED |  | Change to Group benefit
SM131 | 11 - Hip | POLAR CUP ACETABULAR Cementless Shell | Stainless steel with titanium plasma spray coating and HA and pegs & flanges, that has polished inner surface for dual mobility with constrained UHMWPE liner/head | 43-67MM | SMITH & NEPHEW PTY LIMITED |  | Change to Group benefit
SK500 | 11 - Hip | Restoration ADM Cup (Anatomic Dual Mobility) Cup | Chobalt-Chome; HA Coated; Anatomic Dual Mobility Cup | 48-64mm | STRYKER AUSTRALIA PTY LTD |  | Change to Group benefit
UK028 | 11 - Hip | Novae Dual Mobility Cup | A cementless metal acetabular dual mobility cup designed to be used with a polyethylene liner. | 41mm to 73mm diameter in 2mm increments | The Trustee for Giorgios and Katarina Loizou Family Trust |  | Change to Group benefit
TG022 | 11 - Hip | JRI CSF Plus Cup | Titanium, plasma, HA for modified poly insert | 44mm - 70mm O/D | The Trustee for Gregory Family Trust |  | Change to Group benefit
TG027 | 11 - Hip | JRI CSF Plus Cup | Titanium, plasma, HA for ceramic insert | 44mm - 70mm O/D | The Trustee for Gregory Family Trust |  | Change to Group benefit
ZI987 | 11 - Hip | G7 Acetabular Shell | Acetabular Shell, porous plasma, HA | 42-68mm in 2mm increments | ZIMMER BIOMET PTY LTD |  | Change to Group benefit
HT006 | 11 - Hip | Adler Ceramic Acetabular Liners | Ceramic Liners - for Fixa Cups | Delta, 28,32,36 & 40 mm ID | ADLER ORTHO AUSTRALIA PTY LTD |  | Change to Group benefit
LI076 | 11 - Hip | Horizon II Delta Ceramic Insert | Ceramic Insert, Biolox Delta | 9 sizes for 28, 32 and 36mm heads | AMPLITUDE AUSTRALIA PTY LTD |  | Change to Group benefit
LH688 | 11 - Hip | Implantcast delta ceramic liner | Biolox delta cup liner | 32/39, 32/44,36/44, 32/48,36/48,32/52, 36/52, 40/48, 40/52 | LIFEHEALTHCARE PTY LIMITED |  | Change to Group benefit
LO151 | 11 - Hip | Link Acetabular Cup System | Ceramic Insert | 32mm -40mm Small, medium, large | LINK ORTHOPAEDICS AUSTRALIA PTY LIMITED |  | Change to Group benefit
OH437 | 11 - Hip | Samo acetabular cup ceramic insert | Ceramic insert | 28 - 40 | Orthotech Pty Ltd |  | Change to Group benefit
PF009 | 11 - Hip | Atlas Acetabular Cup System | liner - ceramic and poly 'Titanium & HA | Atlas Alumina Insert Dia 28mmort | Perios Pty Ltd |  | Change to Group benefit
ST565 | 11 - Hip | Alumina acetabular inserts | Ceramic insert, alumina | 28, 32 & 36mm dia | STRYKER AUSTRALIA PTY LTD |  | Change to Group benefit
TG011 | 11 - Hip | JRI CSF Plus Cup ceramic Insert | CSF Plus Cup Liner, Delta Liner | 28mm, 32mm, 36mm, 40mm | The Trustee for Gregory Family Trust |  | Change to Group benefit
BI073 | 11 - Hip | Modular Ceramic System | Acetabular Ceramic/ Polyethylene Liner, UHMWPE | 28mm to 44mm in 4mm increments | ZIMMER BIOMET PTY LTD |  | Change to Group benefit
BB235 | 11 - Hip | Biolox Delta Ceramic Liner | Biolox Delta Liner | 28, 32, 36 & 40mm | B BRAUN AUSTRALIA PTY LTD |  | Change to Group benefit
CR158 | 11 - Hip | Biolox Delta Acetabular Liner | Biolox Delta ceramic acetabular liner | 28mm, 32mm, 36mm, 40mm | Corin (Australia) Pty Limited |  | Change to Group benefit
FA005 | 11 - Hip | Biolox Delta Acetabular Liner | Biolox Delta ceramic acetabular liner | 28mm, 32mm, 36mm, 40mm | EXACTECH AUSTRALIA PTY LTD |  | Change to Group benefit
GG004 | 11 - Hip | Contile Fin II Acetabular Biolox Delta Ceramic Liners | Contile Fin II Acetabular Biolox Delta Ceramic Liner inserts 28mm,32mm, 36mm & 46mm | Inserts 28mm 44mm to 46mm, Inserts 32mm 48mm to 66mm, Inserts 36mm 52mm to 66mm, Inserts 40mm 56mm to 66mm | GRUPPO BIOIMPIANTI PTY LTD |  | Change to Group benefit
DY512 | 11 - Hip | Pinnacle Acetabular Cup System | Pinnacle ceramic liner | 44 - 66mm | JOHNSON & JOHNSON MEDICAL PTY LTD |  | Change to Group benefit
LC168 | 11 - Hip | Delta Ceramic Liner Biolox Delta | Delta Ceramic Liner Biolox Delta | 28 - 40mm ID x Small to Large | Lima Orthopaedics Australia Pty Ltd |  | Change to Group benefit
MA486 | 11 - Hip | SeleXys Acetabular Ceramys Ceramic Liner | Ceramys ceramic (zirconia & alumina combination) | 28/AA, 28/BB, 28/CC, 28/DD, 32/CC, 32DD, 32/EE, 32/FF,36/EE, 36/FF, 36/GG, 386HH,36/II, 36/JJ, 36/KK, /36/LL | Mathys Orthopaedics Pty Limited |  | Change to Group benefit
MU013 | 11 - Hip | Delta Ceramic Liners | Ceramic, Delta | 28mm (A to G), 32mm (C to G), 36mm (E to G), 40mm (F to G) | MEDACTA AUSTRALIA PTY. LTD. |  | Change to Group benefit
BV029 | 11 - Hip | Procotyl L Delta Ceramic Liner | Rim-Lock Biolox Delta Ceramic Liners | 28-40mm A-G | MICROPORT ORTHOPEDICS PTY LIMITED |  | Change to Group benefit
QG010 | 11 - Hip | Acetabular Liner Ceramic | Ceramic Acetabular Liner | 28/35G, 32/39G, 32/44G, 36/44G, 32/48G, 36/48G, 32/52G, 36/52G | ORTHOCENTRIC PTY LTD |  | Change to Group benefit
WN006 | 11 - Hip | MAC Surgical Delta Ceramic Liner | Biolox delta ceramic liner | Available in 10 different sizes (4 diameters for the articulating surface) | PERMEDICA AUSTRALIA PTY LTD |  | Change to Group benefit
SF031 | 11 - Hip | Biolox Delta Acetabular Liner | Biolox Delta ceramic acetabular liner | 28mm, 32mm, 36mm, 40mm, 44mm, 48mm | SIGNATURE ORTHOPAEDICS PTY LTD |  | Change to Group benefit
SM143 | 11 - Hip | EP fit & MPF Delta Ceramic Insert | Ceramic Delta Acetabular Liners | 44mm-72mm *28mm - 44mm | SMITH & NEPHEW PTY LIMITED |  | Change to Group benefit
SN855 | 11 - Hip | R3 Acetabular system | Delta Ceramic Liner | 40-78mm | SMITH & NEPHEW PTY LIMITED |  | Change to Group benefit
ZI621 | 11 - Hip | Continuum Acetabular System | Biolox Delta Taper Ceramic Liner | 28mm: EE28 to HH28; 32mm: GG32 to JJ32; 36mm: II36 to TT36; 40mm: KK40 to VV40 | ZIMMER BIOMET PTY LTD |  | Change to Group benefit
HT009 | 11 - Hip | Adler Bone Screw | Bone Screw for Acetabular Cup | 6.5 and 8.5mm Diameter. 15-65mm Length. | ADLER ORTHO AUSTRALIA PTY LTD |  | Change to Group benefit
HT026 | 11 - Hip | Pantheon Flat Plate Compression Screw | Ti6Al4V Screw | Short, Medium, Long | ADLER ORTHO AUSTRALIA PTY LTD |  | Change to Group benefit
LI047 | 11 - Hip | Femoral Shaft Locking Screw | Titanium femoral locking screw | 6.2 diameter, 13 lengths 20-80 in 5mm increments | AMPLITUDE AUSTRALIA PTY LTD |  | Change to Group benefit
LI048 | 11 - Hip | Amplitude Orthopaedic Bone Screw | Titanium cancellous bone screw | Diam 6.5mm, lengths 15 - 55 mm | AMPLITUDE AUSTRALIA PTY LTD |  | Change to Group benefit
BB238 | 11 - Hip | Acetabular Fixation Screws | Isotan | 16mm-68mm | B BRAUN AUSTRALIA PTY LTD |  | Change to Group benefit
CR070 | 11 - Hip | Titanium Counter Sunk Screw | Titanium Counter Sunk Screw | Lengths 15-70mm | Corin (Australia) Pty Limited |  | Change to Group benefit
EX006 | 11 - Hip | Novation Crown Cup Screws | Titanium cortical bone screws | Full radius tip: 6.5mm x 15mm, 6.5mm x 20mm, 6.5mm x 25mm, 6.5mm x 30mm, 6.5mm x 35mm, 6.5mm x 40mm, 6.5mm x 45mm, 6.5mm x 50mm, 6.5mm x 55mm, 6.5mm x 60mm, 6.5mm x 70mm; Peripheral Rim screw: 4.5mm x 25mm, 4.5mm x 30mm, 4.5mm x 35mm, 4.5mm x 40mm, 4.5mm x 45mm, 4.5mm x 50mm, 4.5mm x 55mm, 4.5mm x 60mm, 4.5mm x 65mm, 4.5mm x 70mm; Pointed tip: MBA 6.5mm x 15mm, MBA 6.5mm x 20mm, MBA 6.5mm x 25mm, MBA 6.5mm x 30mm, MBA 6.5mm x 35mm, MBA 6.5mm x 40mm, MBA 6.5mm x 45mm, MBA 6.5mm x 50mm, MBA 6.5mm x 55mm, MBA 6.5mm x 60mm | EXACTECH AUSTRALIA PTY LTD |  | Change to Group benefit
DP944 | 11 - Hip | DePuy Hip Bone Screws | Titanium, cancellous screws | Size 3.5-6.5 diameter 5-120mm length | JOHNSON & JOHNSON MEDICAL PTY LTD |  | Change to Group benefit
LH618 | 11 - Hip | Mutars RS revision system - bone screws | RS bone screw | 25mm, 30mm, 35mm, 40mm, 45mm, 50mm, 55mm, 60mm | LIFEHEALTHCARE PTY LIMITED |  | Change to Group benefit
LC024 | 11 - Hip | Lima Bone Screw | Titanium Bone Screw | Dia. 4.5mm to 6.5mm Length 15mm - 90mm | Lima Orthopaedics Australia Pty Ltd |  | Change to Group benefit
MA514 | 11 - Hip | Acetabular Screws | Titanium cancellous bone screws | varying lengths and sizes | Mathys Orthopaedics Pty Limited |  | Change to Group benefit
MU014 | 11 - Hip | Medacta Acetabular Screws | Titanium, cancellous screws | 6.5 L 15-70mm | MEDACTA AUSTRALIA PTY. LTD. |  | Change to Group benefit
MU127 | 11 - Hip | Medacta Cortical Bone Screws | Titanium cortical bone screws | 25 - 70 mm | MEDACTA AUSTRALIA PTY. LTD. |  | Change to Group benefit
BV036 | 11 - Hip | Bone Screw | Cancellous Bone Screw Titanium | 6.5mm x 1.5 – 6 cm in 0.5cm increments | MICROPORT ORTHOPEDICS PTY LIMITED |  | Change to Group benefit
OH438 | 11 - Hip | Samo Acetabular Cup bone screw | Bone screw | 20 - 40 mm | Orthotech Pty Ltd |  | Change to Group benefit
PF012 | 11 - Hip | Atlas Acetabular Cup System | Screw | Atlas Screw Dia 6.5mm 15-50mm L | Perios Pty Ltd |  | Change to Group benefit
WN007 | 11 - Hip | Orthopaedic bone screw, non-biodegradable | Acetabular shell cancellous bone screw | 8 x sized from 20mm - 60mm | PERMEDICA AUSTRALIA PTY LTD |  | Change to Group benefit
SF034 | 11 - Hip | Bone Screw | Titanium, cancellous screw | 15mm - 90mm | SIGNATURE ORTHOPAEDICS PTY LTD |  | Change to Group benefit
SM041 | 11 - Hip | Universal Cancellous Bone Screws | Cancellous bone screw titanium | 15-60mm | SMITH & NEPHEW PTY LIMITED |  | Change to Group benefit
SM137 | 11 - Hip | Polar Cup Acetabular Screws | Stainless Steel Cortical Screws | 4.5mm by 40-60mm | SMITH & NEPHEW PTY LIMITED |  | Change to Group benefit
HW011 | 11 - Hip | ABG Hip System | Bone screw - Titanium, used with ABG11 Cups | 12,15,20,25,30,35,40,45 and 50mm lengths | STRYKER AUSTRALIA PTY LTD |  | Change to Group benefit
HW047 | 11 - Hip | Exeter Hip System | X-Change Bone Screws - Stainless Steel | 3.5mm X 10, 15, 20, 25, 30, 35mm | STRYKER AUSTRALIA PTY LTD |  | Change to Group benefit
HW603 | 11 - Hip | METS Trochanter Screw | Titanium | Short, Medium, Long | STRYKER AUSTRALIA PTY LTD |  | Change to Group benefit
ST545 | 11 - Hip | Osteonics hip prostheses | Cancellous bone screw, Titanium | 6.5mm & 5.5mm dia | STRYKER AUSTRALIA PTY LTD |  | Change to Group benefit
UK027 | 11 - Hip | Novae Double Cup Cortical Bone Screw | Cortical Bone Screw | 5mm diameter, 30 to 65mm length in 5mm increments | The Trustee for Giorgios and Katarina Loizou Family Trust |  | Change to Group benefit
TG001 | 11 - Hip | JRI CSF Hip System | CSF Bone Screws, Titanium Alloy | 15mm - 50mm | The Trustee for Gregory Family Trust |  | Change to Group benefit
BI109 | 11 - Hip | G7 Acetabular Low Profile Dome Screw and Biomet Low Profile Self Tapping Bone Screw | Screw, Acetabular | 6.5mm dia x (15 - 70)mm length | ZIMMER BIOMET PTY LTD |  | Change to Group benefit
ZI036 | 11 - Hip | Acetabular Cup | Trilogy Bone Screw - Titanium | 15 - 60 | ZIMMER BIOMET PTY LTD |  | Change to Group benefit
LI092 | 11 - Hip | E2 PMMA Centraliser | PMMA distal Centraliser | 20mm | AMPLITUDE AUSTRALIA PTY LTD |  | Change to Group benefit
BB245 | 11 - Hip | Distal centraliser | PMMA | 7mm - 18mm | B BRAUN AUSTRALIA PTY LTD |  | Change to Group benefit
JJ963 | 11 - Hip | DePuy Hip Systems | Distal femoral centralisers | 8 to 20mm | JOHNSON & JOHNSON MEDICAL PTY LTD |  | Change to Group benefit
LC150 | 11 - Hip | Proximal Centraliser PMMA | Proximal Centraliser PMMA | Left & Right Size 0-3 | Lima Orthopaedics Australia Pty Ltd |  | Change to Group benefit
MU002 | 11 - Hip | Medacta Femoral Stem Distal centraliser | PMMA | Distal centraliser, various sizes | MEDACTA AUSTRALIA PTY. LTD. |  | Change to Group benefit
MU187 | 11 - Hip | Medacta Femoral Stem Proximal Centraliser | PMMA Proximal centraliser | Proximal Centraliser, various sizes | MEDACTA AUSTRALIA PTY. LTD. |  | Change to Group benefit
BV039 | 11 - Hip | Cement Centraliser | Profemur XM Cement Centraliser | N/A | MICROPORT ORTHOPEDICS PTY LIMITED |  | Change to Group benefit
SF030 | 11 - Hip | PMMA Centraliser | PMMA centraliser used for cemented total hip arthroplasty | Size 10mm, 11mm, 12mm, 13mm, 14mm, 15mm, 17mm | SIGNATURE ORTHOPAEDICS PTY LTD |  | Change to Group benefit
SN269 | 11 - Hip | CPCS | Polished Cemented Stem Distal Centraliser | 8 - 18 | SMITH & NEPHEW PTY LIMITED |  | Change to Group benefit
SN359 | 11 - Hip | Invis | Distal Centraliser PMMA | size 1-5, 7 - 21mm | SMITH & NEPHEW PTY LIMITED |  | Change to Group benefit
SK315 | 11 - Hip | Exeter Hip System | Exeter Distal Centraliser -PMMA | One Size Only | STRYKER AUSTRALIA PTY LTD |  | Change to Group benefit
ST581 | 11 - Hip | Osteonics hip prostheses | Distal spacer PMMA | 8-15mm | STRYKER AUSTRALIA PTY LTD |  | Change to Group benefit
BI131 | 11 - Hip | Mallory Head Hip System | Femoral Centraliser, UHMWPE | 9-17mm | ZIMMER BIOMET PTY LTD |  | Change to Group benefit
ZI013 | 11 - Hip | Zimmer distal centralisers CPT, VerSys, Natural and MS30 | PMMA Centraliser | Size 1 | ZIMMER BIOMET PTY LTD |  | Change to Group benefit
ZI021 | 11 - Hip | Zimmer Hip Systems Femoral Stem | VerSys Distal Centraliser - PMMA | 10 - 18 | ZIMMER BIOMET PTY LTD |  | Change to Group benefit
ZI374 | 11 - Hip | MS-30 Hip prosthesis | Centralizer for Cemented Stems | 8 to 20 | ZIMMER BIOMET PTY LTD |  | Change to Group benefit
HT008 | 11 - Hip | Adler Revision Sleeve | Adler revision femoral head titanium sleeve | Short, Medium, Long, X-Long | ADLER ORTHO AUSTRALIA PTY LTD |  | Change to Group benefit
DY403 | 11 - Hip | Cathcart Taper Insert | CoCr head taper insert for use with Unipolar Head (DY402) | -3 to +10mm | JOHNSON & JOHNSON MEDICAL PTY LTD |  | Change to Group benefit
SN307 | 11 - Hip | Unipolar | Taper Sleeve Co Cr | 12/14 and 14/16 tapers, +0,-3,+4,+8,+12mm. | SMITH & NEPHEW PTY LIMITED |  | Change to Group benefit
ST569 | 11 - Hip | Head Taper Insert | Neck extention, vitallium alloy | -4 TO +12mm | STRYKER AUSTRALIA PTY LTD |  | Change to Group benefit
BH037 | 11 - Hip | Biolox Delta Option Taper | Taper Sleeve, Titanium | -6mm, -3mm, Std, +3mm and +6mm | ZIMMER BIOMET PTY LTD |  | Change to Group benefit
LC149 | 11 - Hip | Lima Plug and hood | UHMWPE Cement Plug with distal femoral stem hood | 10mm - 20mm | Lima Orthopaedics Australia Pty Ltd |  | Change to Group benefit
LC151 | 11 - Hip | Cement Plug UHMWPE | UHMWPE Cement Restrictor / Plug | Size 1 - 3 | Lima Orthopaedics Australia Pty Ltd |  | Change to Group benefit
SM166 | 11 - Hip | Revision Delta Ceramic Femoral Head Sleeve | Biolox Option Sleeve | ≤32mm | SMITH & NEPHEW PTY LIMITED |  | Change to ARTG
DP224 | 11 - Hip | Charnley & Wroblewski Trochanteric Spring Wire | Stainless steel wire for trochanteric attachment | 0.5-3.00mm, 18 to 20g | JOHNSON & JOHNSON MEDICAL PTY LTD |  | Change to Group benefit
OH419 | 12 - Knee | Trekking Knee System: TCK Revision Femoral Component PS | Femoral Component Revision - PS | Size: T1R - T5R Size: T1L - T5L Shape: Left and Right Width (mm): 59 - 79 Width (mm): Depth 53-73 | Orthotech Pty Ltd |  | Change to Group benefit
AE040 | 12 - Knee | Active Knee Tibial Baseplate | Tibial baseplate, Cemented, CoCr | Sizes 1-5 | ALLEGRA ORTHOPAEDICS LIMITED |  | Change to Group benefit
LI112 | 12 - Knee | Anatomic Cemented Tibial Baseplate | Cemented fixed bearing tibial baseplate with the ability to attach stem extensions | Size 0 to 8 | AMPLITUDE AUSTRALIA PTY LTD |  | Change to Group benefit
BB204 | 12 - Knee | Columbus Total Knee System (TKS) Tibial Baseplate | Tibial baseplate, cemented, CoCr for fixed insert | T0 to T5 T0+ to T4+ | B BRAUN AUSTRALIA PTY LTD |  | Change to Group benefit
BB391 | 12 - Knee | AS Columbus Revision Tibial Component Cemented | Revision Tibial Component AS (Advanced Surface) | T0+ - T5 | B BRAUN AUSTRALIA PTY LTD |  | Change to Group benefit
BB396 | 12 - Knee | Columbus Tibial Baseplate | Tibial baseplate CRA/PSA, cemented, for fixed insert | T0+ - T4+ and T0 - T5 | B BRAUN AUSTRALIA PTY LTD |  | Change to Group benefit
BB400 | 12 - Knee | Columbus AS CR PS Tibial Plateau | Tibial baseplate, cemented, for fixed insert | T0 - T5 | B BRAUN AUSTRALIA PTY LTD |  | Change to Group benefit
FL008 | 12 - Knee | iTotal Cruciate-Retaining (CR) Total Knee Replacement System – iTotal G2+ Tibial Tray | Tibial baseplate, cemented, CoCrMo | Left Knee, Right Knee, patient-specific | BESPOKE MEDICAL INNOVATIONS PTY LTD |  | Change to Group benefit
CR251 | 12 - Knee | Unity Knee – Tibial Tray | Tibial Tray Cemented | Sizes 1 – 9 | Corin (Australia) Pty Limited |  | Change to Group benefit
CR286 | 12 - Knee | Apex Knee, Tibial Base Plate - Cemented | Tibial Baseplate, Cemented, Non-Porous, Size 1 - 7 Left & Right | Size 1 Left & Right, size 2 Left & Right, size 3 Left & Right, size 4 Left & Right, size 5 Left & Right, size 6 Left & Right, size 7 Left & Right. | Corin (Australia) Pty Limited |  | Change to Group benefit
CR289 | 12 - Knee | Apex Revision Knee System | A modular tibial baseplate | sizes 1-6 | Corin (Australia) Pty Limited |  | Change to Group benefit
DD019 | 12 - Knee | 3D Knee System Tibial Baseplate | Tibial Baseplate, cemented, CoCr | Size 1 to 12 | DJO GLOBAL PTY LTD |  | Change to Group benefit
FA013 | 12 - Knee | Optetrak Logic Total Knee System, Tibial Baseplate | Tibial Baseplate, titanium, fixed insert, cemented | Size 0 - 6 | EXACTECH AUSTRALIA PTY LTD |  | Change to Group benefit
FA020 | 12 - Knee | Optetrak Logic Tibial Tray | Tibial Baseplate, titanium, fixed insert, cemented, fit and trapezoid. The tibial tray accepts augments and stem extensions with offset couplers (if needed). | 0F/0T - 6F/6T | EXACTECH AUSTRALIA PTY LTD |  | Change to Group benefit
DY467 | 12 - Knee | PFC Sigma Knee System tibial baseplate | Tibial baseplate, cemented, keeled, Titanium, standard and offset keels with capacity for augment and stem attachment | Size 1.5 - 5 | JOHNSON & JOHNSON MEDICAL PTY LTD |  | Change to Group benefit
JJ510 | 12 - Knee | PFC Sigma Knee System tibial baseplate | Tibial baseplate, cemented, keeled, forged CoCr, polished tibial insert surface | Size 1-6 | JOHNSON & JOHNSON MEDICAL PTY LTD |  | Change to Group benefit
JJ662 | 12 - Knee | PFC Sigma Knee System Tibial Baseplate | Tibial baseplate, cemented, keeled, titanium, with capacity for stem attachment | Size 1.5-6 | JOHNSON & JOHNSON MEDICAL PTY LTD |  | Change to Group benefit
JJ957 | 12 - Knee | Attune Knee System | Fixed Bearing Cemented Tibial Tray | 1-10 | JOHNSON & JOHNSON MEDICAL PTY LTD |  | Change to Group benefit
MN207 | 12 - Knee | Attune Knee System | Revision fixed bearing tibial tray. | 1 to 10 | JOHNSON & JOHNSON MEDICAL PTY LTD |  | Change to Group benefit
LH612 | 12 - Knee | ACS Knee System-ACS Revision tibial component, cemented | Revision base plate, cemented, for use with augments and straight or offset stems | Left and Right, Sizes 2,3,3.5,4,5,6 | LIFEHEALTHCARE PTY LIMITED |  | Change to Group benefit
MA509 | 12 - Knee | Balansys Revision Knee, Tibial Plateau | Revision Tibial Baseplate, modular | 64 to 85 | Mathys Orthopaedics Pty Limited |  | Change to Group benefit
MA515 | 12 - Knee | Balansys Tibial Baseplate | Tibial Baseplate cemented, CoCr | 59mm to 85mm | Mathys Orthopaedics Pty Limited |  | Change to Group benefit
MA518 | 12 - Knee | Balansys Tibial Baseplate | Tibial Baseplate cemented, CoCr, TiNbN coated | 59mm to 85mm | Mathys Orthopaedics Pty Limited |  | Change to Group benefit
MJ008 | 12 - Knee | MRK (Medial Rotation Knee) Total Knee System Tibial Baseplate | Tibial Baseplate, cemented, Titanium for fixed insert | 1-5 | MATORTHO AUSTRALIA PTY LIMITED |  | Change to Group benefit
MJ009 | 12 - Knee | Saiph Knee System Tibial Component Cemented | CoCr Tibial Component, Cemented | A - F, Standard and Long Stem | MATORTHO AUSTRALIA PTY LIMITED |  | Change to Group benefit
MU030 | 12 - Knee | Evolis Knee System Tibial baseplate | Tibial baseplate, cemented, titanium for fixed insert | 1 - 6 | MEDACTA AUSTRALIA PTY. LTD. |  | Change to Group benefit
MU114 | 12 - Knee | GMK Cemented FIXED Tibial Tray -TiNbN coated | Asymmetric polished cemented fixed tibial component, with TiNbN surface coating | 1 to 6, left to right | MEDACTA AUSTRALIA PTY. LTD. |  | Change to Group benefit
MU137 | 12 - Knee | GMK Cemented fixed Tibia Tray | Asymmetric polished cemented fixed tibial component | 1 to 6, left to right | MEDACTA AUSTRALIA PTY. LTD. |  | Change to Group benefit
MU138 | 12 - Knee | GMK Revision Cemented fixed Tibia Tray | Asymmetric polished cemented fixed tibial component | 1 to 6, left to right | MEDACTA AUSTRALIA PTY. LTD. |  | Change to Group benefit
BV002 | 12 - Knee | Evolution Medial Pivot Knee System | Tibial component, CoCr, cemented | 1-8 Standard, Plus Left, Right | MICROPORT ORTHOPEDICS PTY LIMITED |  | Change to Group benefit
BV054 | 12 - Knee | Evolution Medial Pivot Knee System | Revision Tibial Base Implant | Sizes 1 - 8 Left, Right Standard, Plus | MICROPORT ORTHOPEDICS PTY LIMITED |  | Change to Group benefit
OH417 | 12 - Knee | Trekking Knee System - TCK Tibial Component Revision | Revision Tibial Component | Size: T1-T5 Width (mm) Depth: 42 - 57 Width (mm) 64 - 86 | Orthotech Pty Ltd |  | Change to Group benefit
OH425 | 12 - Knee | Trekking Knee System, Tibial Component | Tibial Component Cemented | Size: T1 - T5 Width (mm): Depth 42-57 Width (mm): 64 - 86 | Orthotech Pty Ltd |  | Change to Group benefit
SF142 | 12 - Knee | Active Knee Tibial Baseplate | Tibial baseplate, Cemented, CoCr | Sizes 1-5 | SIGNATURE ORTHOPAEDICS PTY LTD |  | Change to Group benefit
SN824 | 12 - Knee | Legion Knee System Tibial Baseplate | Tibial baseplate, cemented, Titanium, for fixed insert, | 1-8 | SMITH & NEPHEW PTY LIMITED |  | Change to Group benefit
SN848 | 12 - Knee | Journey Knee System Tibial Baseplate | Tibial baseplate, cemented, Titanium, for fixed insert | Sizes 1-8, Left and Right | SMITH & NEPHEW PTY LIMITED |  | Change to Group benefit
SN857 | 12 - Knee | Genesis II Knee System Tibial Baseplate | Tibial Baseplate, cemented, Titanium, grit blasted | 1 - 9 | SMITH & NEPHEW PTY LIMITED |  | Change to Group benefit
SK327 | 12 - Knee | Triathlon Knee System Tibial Baseplate | Tibial baseplate, cemented, CoCr | Sizes 0 to 8 | STRYKER AUSTRALIA PTY LTD |  | Change to Group benefit
SR034 | 12 - Knee | Triathlon TS Knee System Tibial Baseplate | Tibial baseplate, stemmed revision, cemented, CoCr | 1 to 8 | STRYKER AUSTRALIA PTY LTD |  | Change to Group benefit
ST034 | 12 - Knee | Scorpio Knee System Tibial Baseplate | Tibial baseplate, cemented, ability to attach stems, CoCr | 3,5,7,9,11,13 | STRYKER AUSTRALIA PTY LTD |  | Change to Group benefit
ST066 | 12 - Knee | Scorpio Knee System Tibial Baseplate | Tibial baseplate, cemented, CoCr | 3, 5, 7, 9, 11, 13 | STRYKER AUSTRALIA PTY LTD |  | Change to Group benefit
WQ006 | 12 - Knee | Origin PS Fixed Tibia Monobloc Cemented | Patient-Matched cemented tibial component | Patient Specific - Left and Right Knee | SYMBIOS ORTHOPAEDICS PTY LTD |  | Change to Group benefit
BI182 | 12 - Knee | Biomet Universal Tibial Baseplate | Tibial baseplate, Cemented, one piece, Ti or CoCr | 59-91mm | ZIMMER BIOMET PTY LTD |  | Change to Group benefit
BI811 | 12 - Knee | Vanguard 360 Tibial Tray | Tibial baseplate, Chrome cobalt alloy | 59-91mm | ZIMMER BIOMET PTY LTD |  | Change to Group benefit
ZA093 | 12 - Knee | Persona Revision Tibia Fixed Non-Porous | Fixed Tibial component made of Tivanium® for cemented use. | A, B, C, D, E, F, G, H, J in Left and Right configurations | ZIMMER BIOMET PTY LTD |  | Change to Group benefit
ZI126 | 12 - Knee | NexGen Knee Tibial Baseplate | Stemmed AP wedged tibial baseplate, cemented, for fixed insert, titanium, PMMA coated, with capacity for augment and stem attachment | 1 - 10 | ZIMMER BIOMET PTY LTD |  | Change to Group benefit
ZI867 | 12 - Knee | NexGen Stemmed Tibial Component - cemented | Stemmed tibial baseplate, cemented,for fixed insert, titanium PMMA coated, with capacity for augment and stem attachment | 1-10 | ZIMMER BIOMET PTY LTD |  | Change to Group benefit
ZI935 | 12 - Knee | Persona Knee System | Persona Tibial Tray, Stemmed | 9 sizes, left and right | ZIMMER BIOMET PTY LTD |  | Change to Group benefit
HT014 | 12 - Knee | Genus Knee System - Genus Cemented Tibial Tray | Cemented Mobile Bearing Tibial Tray | 1-7 | ADLER ORTHO AUSTRALIA PTY LTD |  | Change to Group benefit
LI068 | 12 - Knee | Score Knee System Tibial Baseplate | Tibial Baseplate, Cemented, CoCr, polished insert surface for mobile insert | 9 Sizes | AMPLITUDE AUSTRALIA PTY LTD |  | Change to Group benefit
BB201 | 12 - Knee | e.MOTION Total Knee | Tibial baseplate, cemented, CoCr with polished surface for mobile insert | T1-T8, left and right | B BRAUN AUSTRALIA PTY LTD |  | Change to Group benefit
FA015 | 12 - Knee | Optetrak Logic Total Knee System, RBK Tibial Baseplate | Tibial Baseplate, titanium with polished insert surface, cemented, for a mobile insert | Size 1F/1T - 5F/5T | EXACTECH AUSTRALIA PTY LTD |  | Change to Group benefit
DP032 | 12 - Knee | MBT Knee System tibial baseplate | Tibial baseplate, cemented, CoCr, for rotating platform, (keeled and non keeled) | Sizes 1 - 7 | JOHNSON & JOHNSON MEDICAL PTY LTD |  | Change to Group benefit
JJ958 | 12 - Knee | Attune Knee System | Mobile Bearing Cemented Tibial Tray | 1-10 | JOHNSON & JOHNSON MEDICAL PTY LTD |  | Change to Group benefit
LH687 | 12 - Knee | ACS Mobile Tibial Component Cemented | Tibia Base Plate Cemented for use with a Mobile Bearing insert - TiN Coated | 2-7 | LIFEHEALTHCARE PTY LIMITED |  | Change to Group benefit
LO171 | 12 - Knee | Link Endo Model Rotational and Hinge Knee Prostheses | Tibial Components | Extra small - extra large | LINK ORTHOPAEDICS AUSTRALIA PTY LIMITED |  | Change to Group benefit
MA312 | 12 - Knee | balanSys Tibial Baseplate | Tibial Baseplate for Mobile Bearing Insert, cemented, CoCr | 59mm to 85mm | Mathys Orthopaedics Pty Limited |  | Change to Group benefit
MU077 | 12 - Knee | GMK Mobile Cemented Tibia Tray | Asymmetric mobile cemented tibial component | 1 to 6, left to right | MEDACTA AUSTRALIA PTY. LTD. |  | Change to Group benefit
MU115 | 12 - Knee | GMK Mobile Cemented Tibial Tray - TiNbN coated | Asymmetric mobile cemented tibial component, with TiNbN surface coating. | 1 to 6, left to right | MEDACTA AUSTRALIA PTY. LTD. |  | Change to Group benefit
OH422 | 12 - Knee | Trekking Knee System, Tibial Component MB Cemented | Tibial Component MB Cemented | Size: T1 - T5 Width (mm): 64 - 86 Width (mm): Depth 42 - 57 | Orthotech Pty Ltd |  | Change to Group benefit
MU040 | 12 - Knee | Evolis Knee System Tibial baseplate | Tibial baseplate, uncemented, titanium with titanium plasma spray, for fixed insert | 1 -6 | MEDACTA AUSTRALIA PTY. LTD. |  | Change to Group benefit
DP031 | 12 - Knee | MBT Knee System tibial baseplate | Tibial baseplate, uncemented, CoCr, beaded (Porocoat) for rotating platform, (keeled and non keeled) | Sizes 1 - 7 | JOHNSON & JOHNSON MEDICAL PTY LTD |  | Change to Group benefit
DY377 | 12 - Knee | MBT knee system tibial baseplate | Tibial baseplate, uncemented, Titanium, TiN, beaded (Porocoat) for rotating platform, (non keeled only) | Sizes 1 - 7 | JOHNSON & JOHNSON MEDICAL PTY LTD |  | Change to Group benefit
MN274 | 12 - Knee | Attune Knee System | Rotating Platform Cementless Components | Size 1-10 | JOHNSON & JOHNSON MEDICAL PTY LTD |  | Change to Group benefit
LH686 | 12 - Knee | ACS Knee Porous Coated Tibia Component Cementless | Tibial base plate porous coated for use with mobile bearing insert - TiN Coated | 2-7 | LIFEHEALTHCARE PTY LIMITED |  | Change to Group benefit
HT015 | 12 - Knee | Genus Knee System - Genus Cementless Tibial Tray + HA | Mobile Bearing Cementless Tibial Tray with HA coating | 1-7 | ADLER ORTHO AUSTRALIA PTY LTD |  | Change to Group benefit
LI069 | 12 - Knee | Score Knee System Tibial Baseplate | Tibial baseplate, CoCr, uncemented, stippled surface, titanium plasma spray with HA | 9 Sizes | AMPLITUDE AUSTRALIA PTY LTD |  | Change to Group benefit
BB233 | 12 - Knee | Emotion Total Knee System (TKS) Tibial Baseplate | Tibial baseplate, uncemented, CoCr, Titanium plasma spray (Plasmapore) with polished insert surface, HA coated for mobile insert | T1 - T8 | B BRAUN AUSTRALIA PTY LTD |  | Change to Group benefit
DP035 | 12 - Knee | MBT Knee System tibial baseplate | Tibial baseplate, uncemented, CoCr, HA (Duofix), beaded (Porocoat) for rotating platform, ( non keeled only) | Size 1-7 | JOHNSON & JOHNSON MEDICAL PTY LTD |  | Change to Group benefit
LH604 | 12 - Knee | ACS Knee System - TCP coated tibial component | Tibial base plate, TCP coated for use with mobile bearing insert, TiN coated | Sizes 2-7 | LIFEHEALTHCARE PTY LIMITED |  | Change to Group benefit
MU076 | 12 - Knee | GMK Uncemented mobile Tibia Tray | Asymmetric uncemented mobile tibia with titanium porous coating by an hydroxyapatite coating | 1 to 6, left and right | MEDACTA AUSTRALIA PTY. LTD. |  | Change to Group benefit
OH421 | 12 - Knee | Trekking Knee System, Mobile Bearing Tibial Component | Mobile Bearing Tibial Component | Size: T1 - T5 Width (mm) Depth: 42-57 Width (mm): 64 - 86 | Orthotech Pty Ltd |  | Change to Group benefit
JJ955 | 12 - Knee | Attune Knee System | Cruciate Retaining Insert | 1-10 | JOHNSON & JOHNSON MEDICAL PTY LTD |  | Change to ARTG
BI904 | 12 - Knee | Vanguard Total Knee System | Tibial Bearing, PS, PS+. UHMWPE | (59 to 91)mm width x (10 to 24)mm thickness | ZIMMER BIOMET PTY LTD |  | Change to ARTG
BI939 | 12 - Knee | Vanguard SSK Knee System | Tibial Bearing Insert, PSC, UHMWPE | 59-75mm x (10-24mm) | ZIMMER BIOMET PTY LTD |  | Change to ARTG
HT020 | 12 - Knee | Genus Knee System - Genus PE Patella | Polyethylene Patella | 20 to 39mm | ADLER ORTHO AUSTRALIA PTY LTD |  | Change to Group benefit
AE050 | 12 - Knee | Active Knee Patella | Patella, cemented, UHMWPE | Sizes 1 - 5 | ALLEGRA ORTHOPAEDICS LIMITED |  | Change to Group benefit
LI072 | 12 - Knee | Score Knee System Patella Component | All poly patella UHMWPE, cemented Resurfacing and Inset | 7 Diameters | AMPLITUDE AUSTRALIA PTY LTD |  | Change to Group benefit
BB375 | 12 - Knee | Aesculap Patella 3-Pegs | All poly patellar, UHMWPE cemented, 3 pegs | P1 - P5 | B BRAUN AUSTRALIA PTY LTD |  | Change to Group benefit
FL009 | 12 - Knee | iTotal Cruciate-Retaining (CR) Total Knee Replacement System – iTotal Patella Implant, iPoly XE | Highly cross-linked ultra high molecular weight Vitamin-E enriched polyethylene (iPoly XE) patella component, cemented. | 29x6mm, 32x6mm, 35x7mm, 38x8.5mm, 41x10mm, 44x12mm | BESPOKE MEDICAL INNOVATIONS PTY LTD |  | Change to Group benefit
FL010 | 12 - Knee | iTotal Cruciate-Retaining (CR) Total Knee Replacement System – iTotal Patella Implant, iPoly | Highly cross-linked ultra high molecular weight polyethylene (iPoly) patella component, cemented. | 29x6mm, 32x6mm, 35x7mm, 38x8.5mm, 41x10mm, 44x12mm | BESPOKE MEDICAL INNOVATIONS PTY LTD |  | Change to Group benefit
CR252 | 12 - Knee | Unity Knee – Patella | Patella Cemented | Sizes 1 – 5 | Corin (Australia) Pty Limited |  | Change to Group benefit
CR282 | 12 - Knee | Apex Knee, All-Poly Patella | All-Poly Dome 3 Peg Patella, ECiMa or UHMWPE | 26mm x 10mm & 8mm, 29mm x 10mm & 8mm, 32mm x 10mm & 8mm, 35mm x 10mm & 8mm, 38mm x 10mm & 8mm, 41mm x 10mm | Corin (Australia) Pty Limited |  | Change to Group benefit
DD022 | 12 - Knee | 3D Knee System Patellar component | All poly, cemented patella, 3 pegs | Size 26 to 38mm | DJO GLOBAL PTY LTD |  | Change to Group benefit
EX038 | 12 - Knee | Optetrak Total Knee System | Patellar | 26-41mm | EXACTECH AUSTRALIA PTY LTD |  | Change to Group benefit
DP152 | 12 - Knee | PFC Sigma Knee System | Cemented, all poly, patella | 32-41mm | JOHNSON & JOHNSON MEDICAL PTY LTD |  | Change to Group benefit
DP264 | 12 - Knee | SROM Noiles Knee System patella | All poly, cemented patella | Sizes 30 - 38mm | JOHNSON & JOHNSON MEDICAL PTY LTD |  | Change to Group benefit
DP524 | 12 - Knee | LCS Complete Knee System patella component | All Poly patella, UHMWPE, cemented | Sizes small to large+ | JOHNSON & JOHNSON MEDICAL PTY LTD |  | Change to Group benefit
JJ959 | 12 - Knee | Attune Knee System | All Poly Cemented Patella | 29-41mm | JOHNSON & JOHNSON MEDICAL PTY LTD |  | Change to Group benefit
LH605 | 12 - Knee | ACS Knee System - PE patella implant | ACS PE patella | 26mm, 29mm, 32mm, 35mm | LIFEHEALTHCARE PTY LIMITED |  | Change to Group benefit
LH633 | 12 - Knee | MUTARS - Patella | Mutars PE Patella | Standard Large | LIFEHEALTHCARE PTY LIMITED |  | Change to Group benefit
LO042 | 12 - Knee | LINK Knee Patella Component | Patella Component, UHMWPE, cemented | Diameter: 25, 28, 30, 31, 34, 35 and 40mm Height: 7, 8, 9 and 10mm | LINK ORTHOPAEDICS AUSTRALIA PTY LIMITED |  | Change to Group benefit
MA111 | 12 - Knee | Balansys Patella Component | All Polyethylene, UHMWPE, cemented | Dia 25, 28, 31, 34, 37mm | Mathys Orthopaedics Pty Limited |  | Change to ARTG, Change to Group benefit
MJ014 | 12 - Knee | MRK (Medial Rotation Knee) Total Knee System Patellar Component | All Poly Patellar, UHMWPE, 1 central peg, This is a uncemented poly button | 20-30mm | MATORTHO AUSTRALIA PTY LIMITED |  | Change to Group benefit
MJ015 | 12 - Knee | Saiph Knee System Patella Component | Polyethylene Patella Component | Diameter 23mm - 42mm | MATORTHO AUSTRALIA PTY LIMITED |  | Change to Group benefit
MU031 | 12 - Knee | Evolis Knee System Patella Component | All poly patella, cemented, UHMWPE | 20, 24,28, 30, 33, 36, 39mm diam | MEDACTA AUSTRALIA PTY. LTD. |  | Change to Group benefit
MU061 | 12 - Knee | GMK Inset Patella | Inset cemented polyethylene patella | sizes 1-2; 3-4; 5-6 (20/24/28/32mm diameter) | MEDACTA AUSTRALIA PTY. LTD. |  | Change to Group benefit
MU072 | 12 - Knee | GMK Resurfacing Patella | resurfacing three pegged cemented polyethylene patella | sizes 1, 2, 3, 4 | MEDACTA AUSTRALIA PTY. LTD. |  | Change to Group benefit
BV011 | 12 - Knee | Advance Medial Pivot Knee System | All Poly Patella, Recessed, Onlay, Tri-Peg, Low-Dome, High-Dome | 25-41mm | MICROPORT ORTHOPEDICS PTY LIMITED |  | Change to Group benefit
OH423 | 12 - Knee | Trekking Knee System, Patella Component | Patella Component | Size: 1, 2, 3 Diam (mm): 30, 35, 40 | Orthotech Pty Ltd |  | Change to Group benefit
SF138 | 12 - Knee | SHiVA Modular Knee Hinge Prosthesis - Patella Button | Patella Button | Sizes 2,3 and 4 | SIGNATURE ORTHOPAEDICS PTY LTD |  | Change to Group benefit
SF145 | 12 - Knee | Active Knee Patella | Patella, cemented, UHMWPE | Sizes 1 - 5 | SIGNATURE ORTHOPAEDICS PTY LTD |  | Change to Group benefit
SL245 | 12 - Knee | Journey Patella | Patella, cemented, UHMWPE | 23-41mm | SMITH & NEPHEW PTY LIMITED |  | Change to Group benefit
SL246 | 12 - Knee | Genesis II Patella | Patella, cemented, UHMWPE, can be used for multiple systems (Genesis II, Journey, Legion) | 23-41mm | SMITH & NEPHEW PTY LIMITED |  | Change to Group benefit
SN382 | 12 - Knee | Profix Knee System Patella Component | Patella Component, UHMWPE, Inset, cemented | 23-29mm | SMITH & NEPHEW PTY LIMITED |  | Change to Group benefit
HW105 | 12 - Knee | Duracon Knee System Patella Component | Patella component, UHMWPE (Duration), cemented | Small, Medium, Large, Xlarge | STRYKER AUSTRALIA PTY LTD |  | Change to Group benefit
HW140 | 12 - Knee | Kinemax Knee System Patella Component | Patella component Symmetric & Asymmetric, UHMWPE (Duration), cemented | Small, Medium, Large | STRYKER AUSTRALIA PTY LTD |  | Change to Group benefit
HW182 | 12 - Knee | PCA Modular Knee System Patella Component | Patella component, UHMWPE, (Duration), cemented | Small, Medium, Large, Extra Large | STRYKER AUSTRALIA PTY LTD |  | Change to Group benefit
HW989 | 12 - Knee | RESTORIS MCK Patellofemoral (PF) Knee System - Patella component | Patella component, UHMWPE, cemented | Size 26 - 41 | STRYKER AUSTRALIA PTY LTD |  | Change to Group benefit
SK314 | 12 - Knee | Avon Patello Femoral System Patella Component | Patella component, UHMWPE (Duration), Fixed, cemented | Small, Medium, Large | STRYKER AUSTRALIA PTY LTD |  | Change to Group benefit
SK323 | 12 - Knee | Triathlon Knee System Patella Component | Patella Component, Cemented, Asymmetric & Symmetric, (X3) UHMWPE | Symmetric: 27mm x 8mm, 29mm x 8mm, 31mm x 9mm, 33mm x 9mm, 36mm x 10mm, 39mm x 11mm; Assymetric: 29mm x 9mm, 32mm x 10mm, 35mm x 10mm, 38mm x 11mm, 40mm x 11mm | STRYKER AUSTRALIA PTY LTD |  | Change to Group benefit
SK415 | 12 - Knee | Scorpio Knee System Patella Component | Patella Component, Inset, Recessed, Medialized dome, Universal Dome, Concentric Dome, UHMWPE (X3), Fixed, Cemented | Concentric & Medialized Dome patella sizes: 5, 7, 9 & 11; Universal Dome patella sizes: 3, 5, 7, 9 & 11; Inset & Recessed patella sizes: 26, 28, 30 and 32mm | STRYKER AUSTRALIA PTY LTD |  | Change to Group benefit
SK419 | 12 - Knee | Triathlon Knee System Patella Component | Patella Component, Cemented, Asymmetric & Symmetric , (X3) UHMWPE | Asymmetric - Width: M/L 33-44mm & S/I 29-40mm Thickness: 9mm - 11mm Symmetric - Width: 27-39mm Thickness: 8mm - 11mm | STRYKER AUSTRALIA PTY LTD |  | Change to Group benefit
ST636 | 12 - Knee | Scorpio Knee System & S7000 Knee System Patella Component | Patella component, Inlay, UHMWPE (N2VAC), cemented | 3, 5, 7, 9, 11, 13 | STRYKER AUSTRALIA PTY LTD |  | Change to Group benefit
WQ008 | 12 - Knee | Origin Patella Cemented | Cemented patella component with medialised dome UHMWPE | XS to XL | SYMBIOS ORTHOPAEDICS PTY LTD |  | Change to Group benefit
BI176 | 12 - Knee | Biomet Universal Patellar component | All poly Patella, cemented, UHMWPE, domed | size 25 to 40mm | ZIMMER BIOMET PTY LTD |  | Change to Group benefit
ZI148 | 12 - Knee | NexGen/Persona Patella | All poly, cemented, patella, UHMWPE | 26 - 41 | ZIMMER BIOMET PTY LTD |  | Change to Group benefit
ZI454 | 12 - Knee | Natural Knee Patella CSTi | All Poly, Cemented, Patella | 0-3 | ZIMMER BIOMET PTY LTD |  | Change to Group benefit
BI865 | 12 - Knee | Orthopaedic Salvage System | Femoral Component, Resurfacing or Segmental, CoCr,Ti | 3 - 11cm | ZIMMER BIOMET PTY LTD |  | Change to ARTG
BH134 | 12 - Knee | Orthopaedic Salvage System | Tibial Component, Resurfacing or Segmental, Non-Modular tray, CoCr, Ti | 63-83mm | ZIMMER BIOMET PTY LTD |  | Change to ARTG
BI868 | 12 - Knee | Orthopaedic Salvage System | Diaphyseal Segment or Diaphyseal Coupler, Stacking Adapter and Locking Screws, Ti | Diaphyseal Segment 1-23cm, Diaphyseal coupler 10-30cm | ZIMMER BIOMET PTY LTD |  | Change to ARTG
BH137 | 12 - Knee | Orthopaedic Salvage System | Tibial bearing Insert UHMWPE | 12-22mm Thick | ZIMMER BIOMET PTY LTD |  | Change to ARTG
BI864 | 12 - Knee | Orthopaedic Salvage System | Stem, Cemented or Porous, Ti | (9-19)mm diameter x (90-300)mm length | ZIMMER BIOMET PTY LTD |  | Change to ARTG
ZI583 | 12 - Knee | Zimmer segmental system - TM stem collar | Segmental TM stem collar | 12-16mm, 25mm: 12-16mm, 30mm: 12-16mm, 35mm; 17-19mm, 30mm; 17-19mm, 35mm | ZIMMER BIOMET PTY LTD |  | Change to ARTG
BB404 | 12 - Knee | Aesculap Knee System Insert Bolt | Tibial insert locking bolt | 10mm - 24mm | B BRAUN AUSTRALIA PTY LTD |  | Change to Group benefit
CR283 | 12 - Knee | Apex Knee, Locking Bolt | Tibial Insert Locking Bolt | One size | Corin (Australia) Pty Limited |  | Change to Group benefit
CR315 | 12 - Knee | APEX knee Retaining Bolt | Tibial insert, Retaining Bolt, Uncoated knee tibia prosthesis, metallic for PS, PS-C, PS-R, Congruent, Ultra inserts/ Tibial Baseplates | 10-32 mm | Corin (Australia) Pty Limited |  | Change to Group benefit
DP155 | 12 - Knee | PFC Sigma Knee System femoral stem bolts | Bolts to connect femoral stem, straight and offset | Neutral +/- 2mm | JOHNSON & JOHNSON MEDICAL PTY LTD |  | Change to Group benefit
LH636 | 12 - Knee | MUTARS - Genux Locking screws | Locking screws for augments | Various | LIFEHEALTHCARE PTY LIMITED |  | Change to Group benefit
LH693 | 12 - Knee | MUTARS - KRI Screw M8 | KRI Screw M8 - Tumour System and Arthrodesis Interlocking System | 25mm - 50mm | LIFEHEALTHCARE PTY LIMITED |  | Change to Group benefit
DY196 | 12 - Knee | Limb Preservation System | Tibial Hinge Insert | XX-Small, X-Small, Small, Medium, Height (mm) 12 - 31 | JOHNSON & JOHNSON MEDICAL PTY LTD |  | Change to Group benefit
MN322 | 12 - Knee | Attune Knee System | ATTUNE Revision LPS Insert | XX-Small, X-Small, Small and Medium; 12-32 mm | JOHNSON & JOHNSON MEDICAL PTY LTD |  | Change to Group benefit
LH640 | 12 - Knee | MUTARS Genux Hinge locking mechanism | Connecting piece; connecting distal femoral and proximal tibial replacement. | Genux Hinge Component | LIFEHEALTHCARE PTY LIMITED |  | Change to Group benefit
LH699 | 12 - Knee | MUTARS GenuX MK Coupling | MUTARS GenuX MK Coupling | 12.5, 15, 17.5mm | LIFEHEALTHCARE PTY LIMITED |  | Change to Group benefit
LO163 | 12 - Knee | Link Modular Knee ProsthesisSystem | Hinge components | Small, Medium, Large | LINK ORTHOPAEDICS AUSTRALIA PTY LIMITED |  | Change to Group benefit
SM154 | 12 - Knee | Legion Hinge Sleeve and Bolt | Is used to secure the Legion Hinge femoral component to the hinge mechanism attached to the baseplate. | Sizes 2-7 | SMITH & NEPHEW PTY LIMITED |  | Change to Group benefit
HW144 | 12 - Knee | KRH (Kinematic Rotating Hinge) Tibial Bearing Component | KRH Rotating Hinge Tibial bearing component, CoCr, Mobile | Small and Medium 11mm/15mm by 110mm/180mm | STRYKER AUSTRALIA PTY LTD |  | Change to Group benefit
HW145 | 12 - Knee | GMRS (Global Modular Replacement System) MRH (Modular Rotating Hinge) Kinematic Rotating Hinge (KRH) Femoral Bushings & Bumpers | GMRS, MRH, KRH Rotating Hinge Femoral Bushings & Bumpers UHMWPE, (Duration) | Small & standard | STRYKER AUSTRALIA PTY LTD |  | Change to Group benefit
HW228 | 12 - Knee | HMRS (Howmedica Modular Replacement System) Rotating Hinge Axle | HMRS Rotating Hinge Axle - uncemented, CoCr (Vitallium) | One size only | STRYKER AUSTRALIA PTY LTD |  | Change to Group benefit
HW229 | 12 - Knee | HMRS (Howmedica Modular Replacement System) Rotating Hinge Femoral Bushing | HMRS Rotating Hinge Femoral Bushing - UHMWPE, (Duration) | One size only | STRYKER AUSTRALIA PTY LTD |  | Change to Group benefit
HW230 | 12 - Knee | HMRS (Howmedica Modular Replacement System) & MRH (Modular Rotating Hinge) Rotating Hinge Bumper | HMRS & MRH Rotating Hinge Bumper - (Duration) UHMWPE | HMRS: 0°, 3°, 5° MRH: 0°, 3° | STRYKER AUSTRALIA PTY LTD |  | Change to Group benefit
HW231 | 12 - Knee | GMRS (Global Modular Replacement System) & MRH (Modular Rotating Hinge) Tibial Rotating Component | GMRS & MRH Tibial Rotating Hinge component (not baseplate) separated from femoral component by bumper and rotates on top of tibial insert , Fixed | GMRS-small MRH/crossover MRH - xs-xl & l-xl | STRYKER AUSTRALIA PTY LTD |  | Change to Group benefit
SK331 | 12 - Knee | MRH (Modular Rotating Hinge) Rotating Hinge Assembly Pack | MRH Assembly pack consists of: Tibial sleeve, Bumper insert & Femoral Bushing components UHMWPE (Duration) | 1 Tibial Sleeve, 1 Bumper Insert, 2 Femoral Bushing Components | STRYKER AUSTRALIA PTY LTD |  | Change to Group benefit
BH136 | 12 - Knee | Orthopaedic Salvage System | Femoral/Tibial Interlocking devices:locking pin, femoral and tibial bushings, tibial bearing. Axle, reinforced Yoke, locking screws CoCr, Ti | One size only except srew - small or large, Tibial bearing 12-22mm | ZIMMER BIOMET PTY LTD |  | Change to ARTG, Change to Group benefit
ZI309 | 12 - Knee | Nexgen Rotating Hinge Replacement | Rotating hinge replacement which includes metal rotating hinge plus Polyethylene bushing and fixation pin | B-F | ZIMMER BIOMET PTY LTD |  | Change to Group benefit
ZI571 | 12 - Knee | Zimmer segmental system - segmental poly insert | Segmental poly insert | B & C | ZIMMER BIOMET PTY LTD |  | Change to Group benefit
ZI573 | 12 - Knee | Zimmer segmental system - hinge servicing kit | Segmental femoral hinge servicing kit | B & C | ZIMMER BIOMET PTY LTD |  | Change to Group benefit
ZI146 | 12 - Knee | NexGen Femoral and Tibial Stems | Femoral and Tibial Stems, straight and offset, cemented | Length - 35 - 155mm, Diameters - 10 - 24 mm | ZIMMER BIOMET PTY LTD |  | Change to ARTG
ZI516 | 12 - Knee | Trabecular Metal Femoral Cone | Trabecular Metal femoral void filling cone for distal metaphyseal bone surrounding stem | SMALL/MED/LARGE/XL | ZIMMER BIOMET PTY LTD |  | Change to ARTG
PB008 | 13 - Spinal | DPS Spine System - Monoaxial Pedicle Screw | Mono-axial pedicle screws | Diameter 4/5/6/7mm; Length 25 - 55mm. | AUSTRALIAN PACIFIC MEDICAL PTY LTD |  | Change to Group benefit
BB373 | 13 - Spinal | Aesculap Spinal System | Monoaxial Screw - titanium alloy | All Sizes | B BRAUN AUSTRALIA PTY LTD |  | Change to Group benefit
NW013 | 13 - Spinal | Vitality Spine System - Monoaxial Pedicle Screws | Monoaxial pedicle Screws Titanium | Diameter = 4.0mm-7.5mm Length= 20mm-55mm | BIOMET 3I AUSTRALIA PTY LIMITED |  | Change to Group benefit
DE801 | 13 - Spinal | Mariner Uniaxial Screw | Uniaxial Screw | 4.5-7.5mm Diameter, 20-110mm Lengths | DEVICE TECHNOLOGIES AUSTRALIA PTY. LTD. |  | Change to Group benefit
ER222 | 13 - Spinal | SIGNUS Diplomat Pedicle Screw System - Monoaxial Screw | SIGNUS Diplomat Pedicle Screw System - Monoaxial Screw | dia (5.5-9.5 mm) x length (30-100 mm) | EMERGO ASIA-PACIFIC PTY. LIMITED |  | Change to Group benefit
ER331 | 13 - Spinal | Ulrich Pedicle Screw System-Pedicle Screw, monoaxial | Ulrich Pedicle Screw System (uCentum,flamenco)-Pedicle Screw, monoaxial, standard or long arm | dia (4.5-10 mm) x length (25-60 mm) | EMERGO ASIA-PACIFIC PTY. LIMITED |  | Change to Group benefit
ER445 | 13 - Spinal | LnK Spinal Fixation System/OpenLoc-L Spinal Fixation System-Pedicle Screw, monoaxial | LnK Spinal Fixation System/OpenLoc-L Spinal Fixation System-Pedicle Screw, monoaxial;self tapping and non self tapping; standard and reduction; accommodates rods 5.0, 5.5, 6.0 and 6.35 mm dia. | dia (4.0-8.5mm) x length (20-150mm) | EMERGO ASIA-PACIFIC PTY. LIMITED |  | Change to Group benefit
ER615 | 13 - Spinal | Firebird mono axial screws | Firebird mono axial pedicle screws in various diameters and lengths. Titanium. | 4.0, 4.5, 5.5, 6.5, 7.5. 8.5; 25mm-100mm in 5mm increments | EMERGO ASIA-PACIFIC PTY. LIMITED |  | Change to Group benefit
ER658 | 13 - Spinal | LnK AccelFix Spinal Fixation System-Monoaxial screw | AccelFix S/AccelFix DS/AccelFix SS Monoaxial screws, reduction or non-reduction, Ti, sterile. | Diameter: 4-8.5 mm Length: 34.5-176.5 mm | EMERGO ASIA-PACIFIC PTY. LIMITED |  | Change to Group benefit
GW020 | 13 - Spinal | WEGO Spinal Systems | Monoaxial screws | All sizes | EQUINOX MEDICAL PTY LTD |  | Change to Group benefit
IY003 | 13 - Spinal | Katana Monoaxial Screw | Monoaxial Pedicle Screw | 4.5 - 7.5mm diameter 25 - 55mm length | EVOLUTION SURGICAL PTY LTD |  | Change to Group benefit
IY075 | 13 - Spinal | Life Spine Pedicle Screw System - Pedicle Screw, Monoaxial | Life Spine Pedicle Screw System - Pedicle Screw, Monoaxial, Standard/Reduction | dia (4.5-8.5)mm x length (30-125)mm | EVOLUTION SURGICAL PTY LTD |  | Change to Group benefit
IY097 | 13 - Spinal | VENTOTENE Fixed Screw | Standard Solid | 4.5/5.5/6.5/7.5mm Diameter 25-110mm Length | EVOLUTION SURGICAL PTY LTD |  | Change to Group benefit
LB083 | 13 - Spinal | REVERE Monoaxial Screw | Monoaxial Screw | 4.0mm x 20-35mm in 5mm increments 4.5mm x 20-45mm in 5mm increments 5.0mm x 25-55mm in 5mm increments 5.5mm x 20 -50mm in 5mm increments 5.5 x 27mm in 5mm increments and 25mm-6mm increments in 5mm increments 6.5mm x 25-65mm in 5mm increments 6.5mm x 27mm -55mm in 5mm increments and 25mm - 65mm in 5mm increments 8.5mm x 25mm-65mm in 5mm increments 9.0mm x 25- 25mm-120mm in 5mm increments 10.0mm x 25mm-120mm in 5mm increments | Globus Medical Australia Pty Limited |  | Change to Group benefit
LB084 | 13 - Spinal | REVERE TRANSITION HA Coated Monoaxial Screw | Monoaxial Screw HA Coated | 6.5mm - 8.5mm x 35mm - 65mm | Globus Medical Australia Pty Limited |  | Change to Group benefit
LB089 | 13 - Spinal | CREO Stabilization System Preassembled Monoaxial Screw | The CREO Stabilization System implants are non-cervical spinal fixation devices intended for posterior pedicle screw fixation, posterior hook fixation or anterolateral fixation. | 4.75 and 5.5 4.0mm diameter to 8.5mm diameter 20mm to 90mm length | Globus Medical Australia Pty Limited | The Prostheses List (PL) billing code does not cover the use of the device for vertebral body tethering (VBT) for the management of adolescent idiopathic scoliosis (AIS). | Change to Group benefit
LB213 | 13 - Spinal | CREO® Side Loading Monoxial Screw | Monoaxial screw | Diameter: 4-10.5mm Length: 20-120mm | Globus Medical Australia Pty Limited |  | Change to Group benefit
JJ936 | 13 - Spinal | Expedium Spine System | Monoaxial Screw | Diameter 4.35-10mm; Length 25-80mm | JOHNSON & JOHNSON MEDICAL PTY LTD |  | Change to Group benefit
SY597 | 13 - Spinal | Universal Spinal system – USS & USS II | Pedicle and Vertebral Screws | 25mm - 110mm | JOHNSON & JOHNSON MEDICAL PTY LTD |  | Change to Group benefit
JA011 | 13 - Spinal | Medyssey Spinal Fixation System | Monoaxial Screw | 4.0-8.5 | JOY SURGICAL PTY LTD |  | Change to Group benefit
KH050 | 13 - Spinal | Monoaxial Screws | Dual Head Screws | 35-45mm Length | KH NXGEN (AUST) PTY LIMITED |  | Change to Group benefit
KH059 | 13 - Spinal | Monoaxial Screws | Monoaxial Screws | 20-55mm Length | KH NXGEN (AUST) PTY LIMITED |  | Change to Group benefit
KB015 | 13 - Spinal | AnyPlus II Mono Screw | Monaxial Pedicle Screw and Mono Reduction Screws | Diameter: 4.5-7.5mm Length: 35-55mm | KINETIX LIFESCIENCES PTY LTD |  | Change to Group benefit
LH519 | 13 - Spinal | DSS Spinal System | Monoaxial Pedicle Screw - cannulated | 5-9mm Diam x 30-60mm length | LIFEHEALTHCARE PTY LIMITED |  | Change to Group benefit
LH752 | 13 - Spinal | Pedicle Screw | Pedicle Screw | Diameter 4.5 - 9.5 mm Length 25 - 110 mm | LIFEHEALTHCARE PTY LIMITED |  | Change to Group benefit
LM448 | 13 - Spinal | Excella Uniplanar Pedicle Screw | Excella Pedicle Screw System Uniplanar Pedicle Screw | 4.0 to 6.5mm diameter 25 to 55 long | LMT SURGICAL PTY LTD |  | Change to Group benefit
MU126 | 13 - Spinal | M.U.S.T Monoaxial Pedicle Screws | Monoaxial Screws | 4.5 - 8mm; Length 25-90 mm. | MEDACTA AUSTRALIA PTY. LTD. |  | Change to Group benefit
MC636 | 13 - Spinal | CD Horizon | Eclipse Dual Head Screws | 20-60mm | MEDTRONIC AUSTRALASIA PTY LTD |  | Change to Group benefit
MC823 | 13 - Spinal | CD Horizon | Legacy Fixed Iliac Screw | 5.5mm to 8.5mm Diameter | MEDTRONIC AUSTRALASIA PTY LTD |  | Change to Group benefit
MC967 | 13 - Spinal | CD HORIZON Spinal System - Fixed Angle Screw | CD HORIZON SOLERA Fixed Angle Screw | Diameter: 4.0mm - 10.5mm Length: 15mm - 110mm | MEDTRONIC AUSTRALASIA PTY LTD |  | Change to Group benefit
NV056 | 13 - Spinal | Armada (Fixed Screw) | Fixed screw | 4.0/4.5/5.0/5.5/6.5/7.5 x 25-55mm | NUVASIVE (AUST/NZ) PTY LTD |  | Change to Group benefit
NV112 | 13 - Spinal | Reline (Monoaxial Screw) | Fixed Screw | 4.0mm-12.5mm in diameter; 15-120mm in length | NUVASIVE (AUST/NZ) PTY LTD |  | Change to Group benefit
NV121 | 13 - Spinal | Precept (Fixed Screw) | Fixed Screw | 4.5-12.5mm diameter; 25-120mm length | NUVASIVE (AUST/NZ) PTY LTD |  | Change to Group benefit
OH580 | 13 - Spinal | Venus Spinal Fixation System - Pedicle Screws - Mono | Venus - Monoaxial Pedicle Screws | D 4.0-7.2mm L 25-70mm | Orthotech Pty Ltd |  | Change to Group benefit
PZ012 | 13 - Spinal | Centaur Monoaxial Screw | Monoaxial screw | Diameter 4mm-10mm, lengths 20mm-110mm | Prism Surgical Designs Pty Ltd |  | Change to Group benefit
RI013 | 13 - Spinal | Streamline TL- Fixed Pedicle Screws | Fixed Pedicle Screws in various diameters and lengths (Titanium Alloy) | 4.5mm diameter x 20mm to 45mm in 5mm increments; 5.5,6.5 & 7.5mm diameters x 30mm to 60mm in 5mm increments | RTI Surgical Australia Pty Ltd |  | Change to Group benefit
DU017 | 13 - Spinal | Romeo 2 Posterior Thoraco-lumbar Fixation System - Monoxial Screw | Monomial pedicle screw | Diameter: 4mm, 5mm, 6mm, 7mm, 8mm Length: 25m, 30mm, 35mm, 40mm, 45mm, 50mm, 55mm, 60mm, 70mm, 80mm | SPINEART AUSTRALIA PTY. LTD. |  | Change to Group benefit
DU040 | 13 - Spinal | Perla TL Posterior thoraco-lumbar fixation system - monoaxial screw | Monoaxial pedicle screws | Diameter: 4.5 - 9.5mm. Length: 25 - 120mm. | SPINEART AUSTRALIA PTY. LTD. |  | Change to Group benefit
HW385 | 13 - Spinal | Xia Spine System | Monoaxial Screw | Dia 4.5 - 8.5mm Length 25 - 60mm | STRYKER AUSTRALIA PTY LTD |  | Change to Group benefit
HW756 | 13 - Spinal | Mesa Monoaxial Screw | Monoaxial screw, rotating head | Diameter: 4.5mm - 8.5mm, Length: 25mm - 55mm | STRYKER AUSTRALIA PTY LTD |  | Change to Group benefit
SQ103 | 13 - Spinal | RESPONSE Spine System – Uniaxial Screw | Pedicle Uniaxial Screw | 4-7mm diameter, 20mm-100mm | Surgical Specialties Pty Limited |  | Change to Group benefit
VB006 | 13 - Spinal | Lumfix Monoaxial Screw | Self Tapping Screw, single or dual thread , std or reduction castle. | (4.0 - 8.5)mm diameter x (20- 60)mm length | VICKI PARTRIDGE PTY LTD |  | Change to Group benefit
PB009 | 13 - Spinal | DPS Spine System - Polyaxial Pedicle Screw | Polyaxial pedicle screws | Diameter 4/5/6/7mm; Length 25 - 55mm Wide Angle 5.5/6.0/6.5/7.0/7.5/8.0 mm; Length 25 - 135 mm | AUSTRALIAN PACIFIC MEDICAL PTY LTD |  | Change to Group benefit
PB060 | 13 - Spinal | TINA Minimally Invasive Spine System | Polyaxial Cannulated Screw | All sizes | AUSTRALIAN PACIFIC MEDICAL PTY LTD |  | Change to Group benefit
BB011 | 13 - Spinal | Spine System Evolution | Screw | Dia 5 - 8mm, length 30 - 55mm | B BRAUN AUSTRALIA PTY LTD |  | Change to Group benefit
BB224 | 13 - Spinal | Aesculap Spinal System | Polyaxial Screw - titanium alloy | All sizes | B BRAUN AUSTRALIA PTY LTD |  | Change to Group benefit
BB364 | 13 - Spinal | Aesculap Spinal System | Polyaxial Cannulated Screw | All Sizes | B BRAUN AUSTRALIA PTY LTD |  | Change to Group benefit
NW014 | 13 - Spinal | Virage Pedicle Polyaxial Screws | Pedicle polyaxial screws | 3.5mm-5.0mm x 10-45mm | BIOMET 3I AUSTRALIA PTY LIMITED |  | Change to Group benefit
NW015 | 13 - Spinal | Vitality Spine System - Polyaxial Pedicle Screws | Polyaxial Pedicle Screws Titanium | Diameter = 4.0mm-10.5mm Length= 20mm-120mm | BIOMET 3I AUSTRALIA PTY LIMITED |  | Change to Group benefit
DE593 | 13 - Spinal | Newport MIS Extended Tab Polyaxial Screw | Cannulated Polaxial Pedicle Screw | 4.75, 5.5, 6.5, 7.5, 8.5 and 9.5mm diameter Lengths 30 - 60mm | DEVICE TECHNOLOGIES AUSTRALIA PTY. LTD. |  | Change to Group benefit
DE664 | 13 - Spinal | Mariner Pedicle Screw Shank | Posterior Fixation System | 4.5, 5.5, 6.5, 7.5, 8.5, 9.5 and 10.5mm Diameters 25-110mm Length | DEVICE TECHNOLOGIES AUSTRALIA PTY. LTD. |  | Change to Group benefit
DE669 | 13 - Spinal | icotec Pedicle System Polyaxial Screw | Polyaxial Pedicle Screw | Size(s):4.5, 5.5, 6.5 and 7.5mm diameter 25-60mm length | DEVICE TECHNOLOGIES AUSTRALIA PTY. LTD. | Only to be reimbursed when used in patients with spinal tumours requiring regular magnetic resonance imaging (MRI) and/or computerised tomography (CT) imaging and or adjuvant radiotherapy and/or proton therapy. | Change to Group benefit
DE704 | 13 - Spinal | Mariner Cannulated Pedicle Screw Shanks | Posterior Fixation System | 4.5-10.5mm Diameters. 20-110mm Lengths. | DEVICE TECHNOLOGIES AUSTRALIA PTY. LTD. |  | Change to Group benefit
DE769 | 13 - Spinal | NorthStar OCT | NorthStar OCT Polyaxial Screw | 3.5, 4.0, 4.5, 5.5mm Diameter 8-40mm Lengths | DEVICE TECHNOLOGIES AUSTRALIA PTY. LTD. |  | Change to Group benefit
DE788 | 13 - Spinal | Mariner Screw | Polyaxial and Extended Tab Uni-Planar Screws | 4.5mm. 5.5mm, 6.5mm & 7.5mm Diameters, 20mm to 110mm Lengths | DEVICE TECHNOLOGIES AUSTRALIA PTY. LTD. |  | Change to Group benefit
EY001 | 13 - Spinal | Reform Polyaxial Screw | Polyaxial Screw | Diameter 4.5mm to 10.5mm Length 25mm to 120mm Cannulated and Non-Cannulated | E4 SURGICAL PTY LTD |  | Change to Group benefit
EY008 | 13 - Spinal | Reform Modular Polyaxial Screws | Module Polyaxial Screws | Diameter 4.5mm to 10.5mm Length 25mm to 120mm Cannulated and Non-Cannulated | E4 SURGICAL PTY LTD |  | Change to Group benefit
EY009 | 13 - Spinal | Reform POCT Polyaxial Screw | Polyaxial Screw | Length 8mm to 50mm | E4 SURGICAL PTY LTD |  | Change to Group benefit
ER143 | 13 - Spinal | Signus Pedicle Screw System-Pedicle Screw Polyaxial | Signus Pedicle Screw | 4.5 - 7.5mm x 30 - 70mm | EMERGO ASIA-PACIFIC PTY. LIMITED |  | Change to Group benefit
ER144 | 13 - Spinal | Signus Pedicle Screw System-Pedicle Screw Polyaxial Cannulated | Signus Pedicle Screw System-Pedicle Screw Polyaxial Cannulated | 4.5 - 7.5mm x 30 - 70mm | EMERGO ASIA-PACIFIC PTY. LIMITED |  | Change to Group benefit
ER221 | 13 - Spinal | SIGNUS Diplomat Pedicle Screw System-Polyaxial Screw-Shank | SIGNUS Diplomat Pedicle Screw System-Polyaxial Screw-Shank | dia (4.5-9.5 mm) x length (25-100 mm) | EMERGO ASIA-PACIFIC PTY. LIMITED |  | Change to Group benefit
ER288 | 13 - Spinal | Premia Spine Versalink Fixation System-Polyaxial Pedicle Screw | Premia Spine Versalink Fixation System-Cannulated Polyaxial Pedicle Screw | dia (5.5-8.5)mm x length (25-60)mm | EMERGO ASIA-PACIFIC PTY. LIMITED |  | Change to Group benefit
ER310 | 13 - Spinal | Ulrich posterior OCT System (neon3)-Pedicle Screws | Ulrich posterior OCT System (neon3)-Pedicle Screws, non-cannulated, lateral mass screws | dia (3.5-4 mm) x length (10-28 mm) | EMERGO ASIA-PACIFIC PTY. LIMITED |  | Change to Group benefit
ER311 | 13 - Spinal | Ulrich posterior OCT System (neon3)-Pedicle Screws, cannulated | Ulrich posterior OCT System (neon3)-Pedicle Screws, cannulated | dia (4-5.5 mm) x length (20-55 mm) | EMERGO ASIA-PACIFIC PTY. LIMITED |  | Change to Group benefit
ER332 | 13 - Spinal | Ulrich Pedicle Screw System-Pedicle Screw, polyaxial, cannulated | Ulrich Pedicle Screw System (uCentum)-Pedicle Screw, polyaxial, cannulated, with or without fenestrations | dia (4.5-10 mm) x length (25-60 mm) | EMERGO ASIA-PACIFIC PTY. LIMITED |  | Change to Group benefit
ER333 | 13 - Spinal | Ulrich Pedicle Screw System-Pedicle Screw, Polyaxial | Ulrich Pedicle Screw System (uCentum, flamenco)-Pedicle Screw, Polyaxial, standard or long arm | dia (4.5-10 mm) x length (25-60 mm) | EMERGO ASIA-PACIFIC PTY. LIMITED |  | Change to Group benefit
ER406 | 13 - Spinal | LnK MIS Spinal System/PathLoc-L MIS Spinal System-Pedicle Screw | LnK MIS Spinal System /PathLoc-L MIS Pedicle screw, polyaxial,cannulated,self-tapping, double Thread, with sleeve | dia (5.5-7.5mm) x length (30-60 mm); sleeve length (47-127 mm) | EMERGO ASIA-PACIFIC PTY. LIMITED |  | Change to Group benefit
ER435 | 13 - Spinal | LnK Posterior Cervical Fixation System/CastleLoc-S Posterior Cervical Fixation System-Polyax. Screw | LnK Posterior Cervical Fixation System/CastleLoc-S Posterior Cervical Fixation System-Polyaxial Screw, standard, semi-reduction and reduction | Dia (3.5-4.0 mm) x length (10-50 mm) | EMERGO ASIA-PACIFIC PTY. LIMITED |  | Change to Group benefit
ER446 | 13 - Spinal | LnK Spinal Fixation System/OpenLoc-L Spinal Fixation System-Pedicle Screw, polyaxial | LnK Spinal Fixation System/OpenLoc-L Spinal Fixation System-Pedicle Screw; polyaxial; self tapping or non self tapping; standard or reduction; accommodates rods of 5.0, 5.5, 6.0 and 6.35mm in diameter | dia (4.0-8.5mm) x length (20-150mm) | EMERGO ASIA-PACIFIC PTY. LIMITED |  | Change to Group benefit
ER512 | 13 - Spinal | e.Spine PEDICULAR SCREW | spine Pedicular Screw for sacral-thoraco-lumbar osteosynthesis | Pedicle or Reduction pedicle; Diameter 4.35 Length 25 to 55 mm, Diameter 5 Length 25 to 60 mm, Diameter 6 Length 25 to 65 mm, Diameter 6.5 Length 25 to 70 mm, Diameter 7 Length 30 to 80 mm. | EMERGO ASIA-PACIFIC PTY. LIMITED |  | Change to Group benefit
ER544 | 13 - Spinal | Biedermann Motech MOSS Spinal Fixation System-Ti Pedicle Screw | Polyaxial Screw shank-solid and cannulated/fenestrated | Ø4.3mm - Ø10.0 mm diameter, 20-120mm length | EMERGO ASIA-PACIFIC PTY. LIMITED |  | Change to Group benefit
ER571 | 13 - Spinal | Firebird Modular Screws | Modular pedicle screws - shank | Diameter - 4mm -11.5mm Length - 25mm - 110mm | EMERGO ASIA-PACIFIC PTY. LIMITED |  | Change to Group benefit
ER620 | 13 - Spinal | Centurion Multi-Axial Screws | Multi-Axial and Smooth Shank Multi-Axial Screws | 3.5mm Diameter – 10mm - 52mm in 2mm increments 4.0mm Diameter – 10mm - 52mm in 2mm increments 4.5mm Diameter – 10mm – 50mm in 5mm increments 5.0mm Diameter – 10mm – 50mm in 5mm increments | EMERGO ASIA-PACIFIC PTY. LIMITED |  | Change to Group benefit
ER659 | 13 - Spinal | LnK AccelFix Spinal Fixation System-MIS Polyaxial screw | AccelFix MIS Polyaxial screw, open or closed, cannulated, sterile, Ti | Diameter: 5.5-9.5 mm Length: 30-150 mm | EMERGO ASIA-PACIFIC PTY. LIMITED |  | Change to Group benefit
ER662 | 13 - Spinal | LnK AccelFix Spinal Fixation System-polyaxial screw | AccelFix S/AccelFix DS/AccelFix SS polyaxial screws, sterile, single or double lead, standard or variable pitch, closed or open, Ti, sterile | Diameter: 4-8,5 mm Length: 34.2-176.5 mm | EMERGO ASIA-PACIFIC PTY. LIMITED |  | Change to Group benefit
GW027 | 13 - Spinal | WEGO Spinal Systems | Polyaxial screws | All sizes | EQUINOX MEDICAL PTY LTD |  | Change to Group benefit
GW045 | 13 - Spinal | WEGO Spinal Systems | Cannulated polyaxial screws | All sizes | EQUINOX MEDICAL PTY LTD |  | Change to Group benefit
IY004 | 13 - Spinal | Katana Polyaxial Screw | Polyaxial Pedicle Screw | 4.5 – 9.5mm diameter, 20 - 100mm length | EVOLUTION SURGICAL PTY LTD |  | Change to Group benefit
IY005 | 13 - Spinal | BA Posterior Screw | Polyaxial Screw | Ø3.5, Ø4.0, Ø4.5 8mm to 50mm in length. | EVOLUTION SURGICAL PTY LTD |  | Change to Group benefit
IY066 | 13 - Spinal | Ulrich Medical Pedicle Screw System - Pedicle Screws, polyaxial, cannulated | Ulrich Medical Pedicle Screw System - Pedicle Screws, polyaxial, cannulated | 4.5-10.0mm | EVOLUTION SURGICAL PTY LTD |  | Change to Group benefit
IY076 | 13 - Spinal | Life Spine Pedicle Screw System - Pedicle Screw, Polyaxial, Cannulated | Life Spine Pedicle Screw System (Nautilus, Avatar)-Pedicle Screw, Polyaxial, Cannulated, | dia (4.5-10 mm) x length (25-125 mm) | EVOLUTION SURGICAL PTY LTD |  | Change to Group benefit
IY083 | 13 - Spinal | Life Spine Pedicle Screw System - Pedicle Screw, Polyaxial | Life Spine Pedicle Screw System (Nautilus) - Pedicle Screw, Polyaxial Standard or Reduction | dia (4.5-8.5mm) x length (25-125mm) | EVOLUTION SURGICAL PTY LTD |  | Change to Group benefit
IY089 | 13 - Spinal | Z-Medical Pedicle Screw System - Pedicle Screws, Cannulated | Z-Medical Pedicle Screw - Cannulated (polyaxial and uniplanar) | Dia. (5-8)mm x Length (35-55)mm | EVOLUTION SURGICAL PTY LTD |  | Change to Group benefit
IY098 | 13 - Spinal | VENTOTENE Modular Screw | Standard Solid | 4.5/5.5/6.5/7.5mm diameter 25-100mm length | EVOLUTION SURGICAL PTY LTD |  | Change to Group benefit
IY099 | 13 - Spinal | VENTOTENE Modular Screw | Standard Cannulated | 5.5/6.5/7.5mm diameter 30-70mm length | EVOLUTION SURGICAL PTY LTD |  | Change to Group benefit
LB018 | 13 - Spinal | REVOLVE Stabilization System Poliaxial Screw | Polyaxial, cannulated pedicale screw | 5.5mm - 8.5mm diameter 30mm - 90mm length | Globus Medical Australia Pty Limited |  | Change to Group benefit
LB043 | 13 - Spinal | ELLIPSE Stabilization System, Polyaxial Screw | Polyaxial Bone Screw | 3.5mm - 4.5mm diameter 8mm x 50mm length | Globus Medical Australia Pty Limited |  | Change to Group benefit
LB060 | 13 - Spinal | REVLOK Fenestrated Screw System Screw | Fenestrated Screw | 5.5mm -10.5mm x 30mm -120mm | Globus Medical Australia Pty Limited |  | Change to Group benefit
LB069 | 13 - Spinal | BEACON™ Stabilization System Posted Screw | Posted Screw and Reduction Screw | 4.5mm - 9.5mm diameter 25mm - 90mm length | Globus Medical Australia Pty Limited |  | Change to Group benefit
LB079 | 13 - Spinal | REVERE Polyaxial Screw | Polyaxial screw | 5.5 Titanium, Alloy and Stainless Steel- 4.0-8.5mm x 20mm to 90mm in 5mm increments 5.5 Reduction screws - 5.5mm-7.5mm x 30mm-90mm in 5mm increments 6.35 Titanium Alloy and Stainless Steel - 5.5mm - 90mm x 25mm to 120mm in 5mm increments 5.5 Dual Diameter Screw Titanium Alloy and Stainless Steel - 5.5mm, 6.0mm 7.0mm, 7.5mm x 30mm to 100mm in 5mm increments 6.35 Dual Diameter Screws Titanium Alloy and Stainless Steel - 5.5mm, 6.0mm, 7.0mm, 7.5mm x 30mm to 65mm in 5mm increments 4.0-8.0mm diameter 20-90mm length 4.5 - 6.5mm diameter uniplanar fracture reduction screws, 25-55mm in 5mm increments | Globus Medical Australia Pty Limited |  | Change to Group benefit
LB080 | 13 - Spinal | REVERE TRANSITION HA coated Pedicle Screw | Polyaxial Screw HA Coated, Dual Outer Diameter, Prefered Angle | 5.5mm-8.5mm x 35mm - 100mm | Globus Medical Australia Pty Limited |  | Change to Group benefit
LB081 | 13 - Spinal | REVERE Cannulated Polyaxial Screw | Cannulated Polyaxial Screw | 5.5mm x 25 - 8.5 x 65mm | Globus Medical Australia Pty Limited |  | Change to Group benefit
LB082 | 13 - Spinal | REVERE TRANSITION HA Coated Cannulated Polyaxial Screw | Polyaxial Screw HA Coated, Cannulated | 6.5mm - 8.5mm x 35mm - 6mm | Globus Medical Australia Pty Limited |  | Change to Group benefit
LB090 | 13 - Spinal | CREO Stabilization System Preassembled Polyaxial Screw | The CREO Stabilization System implants are non-cervical spinal fixation devices intended for posterior pedicle screw fixation, posterior hook fixation or anterolateral fixation. | 4.0mm diameter to 10.5mm diameter 20mm to 120mm length | Globus Medical Australia Pty Limited |  | Change to Group benefit
LB100 | 13 - Spinal | CREO AMP™ Modular Screw Shaft | Modular screw shaft | 4.0mm - 10.5mm x 20mm - 120mm | Globus Medical Australia Pty Limited |  | Change to Group benefit
LB122 | 13 - Spinal | CREO MIS Posterior Stabilization System - Bone Screws | Cannulated self-tapping polyaxial screws - Shank | Diameter 4.5-10.5mm, Length 25-120mm | Globus Medical Australia Pty Limited |  | Change to Group benefit
LB129 | 13 - Spinal | CREO MCS - Screw Post | Double threaded, dual outer diameter screw post | Diameter 5.0-7.5mm, Length 20-45mm | Globus Medical Australia Pty Limited |  | Change to Group benefit
LB130 | 13 - Spinal | CREO MCS - Polyaxial Screw | Pre-assembled dual outer diameter polyaxial screw | Diameter: 5.0- 6.5 mm, Length 20-45mm | Globus Medical Australia Pty Limited |  | Change to Group benefit
LB146 | 13 - Spinal | CAPITOL Polyaxial Screw | Self-tapping polyaxial screw | 3.5 - 4.0mm diameter, 8-26mm length | Globus Medical Australia Pty Limited |  | Change to Group benefit
LB153 | 13 - Spinal | QUARTEX Polyaxial Screws | Polyaxial screws | 3.5-5.5mm diameter 8-50mm length | Globus Medical Australia Pty Limited |  | Change to Group benefit
LB191 | 13 - Spinal | CREO DLX Polyaxial Screw | Polyaxial screws | Diameter: 4.0mm to 10.5mm Length: 20mm to 120mm | Globus Medical Australia Pty Limited |  | Change to Group benefit
LB199 | 13 - Spinal | CREO S2AI Preferred Angle | Cannulated CoCr polyaxial screw | Diameter 6.0 -10.5mm Length 60-120mm | Globus Medical Australia Pty Limited |  | Change to Group benefit
LB210 | 13 - Spinal | CREO One | Monaxial pedicle screw | Diameter: 5.5 -7.5mm Length: 35-55mm | Globus Medical Australia Pty Limited |  | Change to Group benefit
LB211 | 13 - Spinal | CREO® Side Loading Polyaxial Screw | Side Loading Polyaxial screw with CoCr head and Ti shank | Diameter: 4.0 - 10.5mm Length: 20 -120mm | Globus Medical Australia Pty Limited |  | Change to Group benefit
HC016 | 13 - Spinal | KM POLYAXIAL | Polyaxial Screw | W:3.5-7.5mm L:10-55mm | Health Care Surgical Pty Ltd |  | Change to Group benefit
HC026 | 13 - Spinal | G2S Cannulated Polyaxial Screw | Cannulated Polyaxial screw | W:5.5-7.5mm | Health Care Surgical Pty Ltd |  | Change to Group benefit
HC033 | 13 - Spinal | SAXXO SCREW | POLYAXIAL SCREW | W:4.5-8mm L:30-55mm | Health Care Surgical Pty Ltd |  | Change to Group benefit
HC034 | 13 - Spinal | G2S-KM SCREW | POLYAXIAL SCREW | W;4.5-7.5mm , L:25-60mm | Health Care Surgical Pty Ltd |  | Change to Group benefit
IB005 | 13 - Spinal | Vertefix II Poly-Axial Screw | Multi/ Poly-Axial Pedicle Screw | Diameters: 5.5, 6.5, 7.5mm length: 35, 40, 45, 50mm | Implament |  | Change to Group benefit
DY556 | 13 - Spinal | Expedium Spine System | Polyaxial Screws | 4.35 - 8mm diameter | JOHNSON & JOHNSON MEDICAL PTY LTD |  | Change to Group benefit
JJ940 | 13 - Spinal | Moss Miami Spinal System | Polyaxial Screw | 4.35 to 8mm diameter | JOHNSON & JOHNSON MEDICAL PTY LTD |  | Change to Group benefit
JJ944 | 13 - Spinal | Expedium Spine System | Polyaxial screws | 4.35 - 12mm diameter | JOHNSON & JOHNSON MEDICAL PTY LTD |  | Change to Group benefit
MN198 | 13 - Spinal | Viper Spine System | Polyaxial, uniplanar cannulated screws | 4.35 to 10mm diameter | JOHNSON & JOHNSON MEDICAL PTY LTD |  | Change to Group benefit
MN263 | 13 - Spinal | SYMPHONY OCT System | Polyaxial screws | 3.0-5.5mm diameter | JOHNSON & JOHNSON MEDICAL PTY LTD |  | Change to Group benefit
MN324 | 13 - Spinal | SYMPHONY OCT System | Polyaxial cannulated screws | 3.5-5.5mm diameter | JOHNSON & JOHNSON MEDICAL PTY LTD |  | Change to Group benefit
SY289 | 13 - Spinal | USS llio-Sacral Fixation system | Polyaxial screw | 20mm to 140mm | JOHNSON & JOHNSON MEDICAL PTY LTD |  | Change to Group benefit
SY566 | 13 - Spinal | Spinal Fixation System | Matrix Reduction Screw | 4.0mm - 8.00mm; 20mm - 65mm Length | JOHNSON & JOHNSON MEDICAL PTY LTD |  | Change to Group benefit
SY598 | 13 - Spinal | Spinal Fixation System | Pedicle: Screw, Head | 4mm - 9mm D | JOHNSON & JOHNSON MEDICAL PTY LTD |  | Change to Group benefit
SY705 | 13 - Spinal | Spinal Fixation System | Matrix Preassembled Polyaxial Pedicle Screw | 4.00mm - 9.00mm; 20mm - 100mm Length | JOHNSON & JOHNSON MEDICAL PTY LTD |  | Change to Group benefit
SY706 | 13 - Spinal | Spinal Fixation System | Matrix Preassembled Pedicle Screw, Cannulated | 5.00mm - 9.00mm; 20mm - 65mm Length | JOHNSON & JOHNSON MEDICAL PTY LTD |  | Change to Group benefit
JA009 | 13 - Spinal | Medyssey Spinal Fixation System | Cannulated Polyaxial Screw | 4.0-8.5 | JOY SURGICAL PTY LTD |  | Change to Group benefit
JA012 | 13 - Spinal | Medyssey Spinal Fixation System | Polyaxial Screw | 4.0-8.5 | JOY SURGICAL PTY LTD |  | Change to Group benefit
JA014 | 13 - Spinal | Novel/Zenius Reduction Poly Screw | Polyaxial Reduction pedicle screw | 5.5-8.5 | JOY SURGICAL PTY LTD |  | Change to Group benefit
KH045 | 13 - Spinal | Polyaxial Screws | Polyaxial & Reduction Polyaxial Screws | 20-55mm Length | KH NXGEN (AUST) PTY LIMITED |  | Change to Group benefit
KH046 | 13 - Spinal | Polyaxial Screws | Cannulated | 50-110mm Length | KH NXGEN (AUST) PTY LIMITED |  | Change to Group benefit
KH048 | 13 - Spinal | Polyaxial Screws | Dual Head Screws | 35-45mm Length | KH NXGEN (AUST) PTY LIMITED |  | Change to Group benefit
KH052 | 13 - Spinal | Polyaxial Screws | Polyaxial Screws | 10-52mm Length | KH NXGEN (AUST) PTY LIMITED |  | Change to Group benefit
KH076 | 13 - Spinal | Adena™ CBT Polyaxial Screw | Cortical Thread Polyaxial Screw | 4.0 mm - 6.5 mm Diameter 20 mm - 45 mm Length | KH NXGEN (AUST) PTY LIMITED |  | Change to Group benefit
KH077 | 13 - Spinal | Kumafix Pedicle Shank Screw | Shank Screw | Diameter : 5.5 mm - 6.6 mm Length : 40 mm - 55 mm | KH NXGEN (AUST) PTY LIMITED |  | Change to Group benefit
KH080 | 13 - Spinal | ZINA MIS Polyaxial Screw | ZINA MIS Spine System - Cannulated Polyaxial Screw | Diameter x Length ( mm ) 4.5×25 4.5×30 4.5×35 4.5×40 4.5×45 4.5×50 4.5×55 4.5×60 4.5×65 5.0×30 5.0×35 5.0×40 5.0×45 5.0×50 5.0×55 5.0×60 5.0×65 5.5×30 5.5×35 5.5×40 5.5×45 5.5×50 5.5×55 5.5×60 5.5×65 6.0×30 6.0×35 6.0×40 6.0×45 6.0×50 6.0×55 6.0×60 6.0×65 6.5×30 6.5×35 6.5×40 6.5×45 6.5×50 6.5×55 6.5×60 6.5×65 7.0×30 7.0×35 7.0×40 7.0×45 7.0×50 7.0×55 7.0×60 7.0×65 7.5×30 7.5×35 7.5×40 7.5×45 7.5×50 7.5×55 7.5×60 7.5×65 8.0×30 8.0×35 8.0×40 8.0×45 8.0×50 8.0×55 8.0×60 8.0×65 8.5×30 8.5×35 8.5×40 8.5×45 8.5×50 8.5×55 8.5×60 8.5×65 | KH NXGEN (AUST) PTY LIMITED |  | Change to Group benefit
KH089 | 13 - Spinal | Polyaxial Pedicle Screw | Polyaxial Pedicle Screw | Diameter : 4.5 mm - 9.5 mm Length : 35 mm - 120 mm | KH NXGEN (AUST) PTY LIMITED |  | Change to Group benefit
KH096 | 13 - Spinal | RS8 Long Cannulated Polyaxial Reduction Screw | Cannulated Polyaxial Reduction Screw | Diameter : 5.0 - 7.5 mm Length : 25 - 120 mm | KH NXGEN (AUST) PTY LIMITED |  | Change to Group benefit
KB001 | 13 - Spinal | STERISPINE™ sterile Multiaxial Pedicle Screws | Cannulated: Fenestrated/ Multi Axial Cannulated Extended Head/ Extended Head Max and Auto Adjust screw | Cannulated, Multi Axial Cannulated Extended Head, Extended Head Max and Auto Adjust 4.5mm x 25; 30; 35 mm 5.5mm x 25; 30; 35; 40; 45; 50; 55; 60 mm 6.5mm x 25; 30; 35; 40; 45; 50; 55; 60 mm 7.5mm x 25; 30; 35; 40; 45; 50; 55; 60 mm Fenestrated 4.5mm x 30;35;40 mm 5.5mm x 30; 35; 40; 45; 50; 55; 60 mm 6.5mm x 30; 35; 40; 45; 50; 55; 60 mm 7.5mm x 30; 35; 40; 45; 50; 55; 60 mm Fenestrated Extended Head Max 4.5mm x30; 35; 40 mm 5.5mm x 30; 35; 40; 45; 50; 55; 60 mm 6.5mm x 25; 30; 35; 40; 45; 50; 55; 60 mm 7.5mm x 25; 30; 35; 40; 45; 50; 55; 60 mm | KINETIX LIFESCIENCES PTY LTD |  | Change to Group benefit
KB002 | 13 - Spinal | STERISPINE™ sterile Multiaxial non cannulated Pedicle Screw | Non Cannulated pedicle screws | Multiaxial screws Diameter: 5.5-7.5 mm Length: 25-60 mm | KINETIX LIFESCIENCES PTY LTD |  | Change to Group benefit
KB012 | 13 - Spinal | AnyPlus II Poly Screw | Polyaxial pedicle screws and reduction screws | Diameter:4.5-7.5mm Length: 35-55mm | KINETIX LIFESCIENCES PTY LTD |  | Change to Group benefit
KB014 | 13 - Spinal | AnyPlus Long Arm Screw | Polyaxial cannulated pedicle screws | Diameter: 5.0 - 7.5mm Length 25 -100mm | KINETIX LIFESCIENCES PTY LTD |  | Change to Group benefit
JQ037 | 13 - Spinal | Invictus Polyaxial Pedicle Screw | Cannulated, complete polyaxial screw, Ti Alloy | ( 4.5 -10.5 )mm diameter x (20-130)mm length | LE CHEMINANT, DAVID E |  | Change to Group benefit
JQ038 | 13 - Spinal | Invictus Shank | Polyaxial , solid or cannulated Ti Alloy | (4-12.5)mm dia x (20-130)mm length | LE CHEMINANT, DAVID E |  | Change to Group benefit
JQ041 | 13 - Spinal | Invictus Polyaxial Pedicle Screw | Polyaxial or Favoured Angle (Medial /Lateral or Cranial/Caudal) Pedicle Screw , Full or Partial Thread. Ti Alloy | (3.5 - 12.5)mm x (8-130)mm | LE CHEMINANT, DAVID E |  | Change to Group benefit
JQ062 | 13 - Spinal | Invictus Osseoscrew | Pedicle Screw, Cannulated, Std, Extended, Reduction Tab. Ti Alloy | (6,.5 - 7.5)mm dia x (40-55)mm length | LE CHEMINANT, DAVID E |  | Change to Group benefit
JQ063 | 13 - Spinal | Invictus Favored Angle | Polyaxial Pedicle Screw, Cannulated , Open or Closed Tulip. Ti Alloy | (6.5- 10.5)mm dia x (60-110)mm length | LE CHEMINANT, DAVID E |  | Change to Group benefit
JQ064 | 13 - Spinal | Invictus SI Core | Polyaxial Pedicle Screw, Cannulated, Dual Lead, Radial Fenestration. open or closed tulip. Ti Alloy | ( 9.0-11.5)mm Dia x (60-100)mm length | LE CHEMINANT, DAVID E |  | Change to Group benefit
LH484 | 13 - Spinal | DSS HP Spinal System - Pedicle Screw | Cannulated Pedicle Screw, Titanium | (5 - 10)mm diam x (30 - 110(mm length | LIFEHEALTHCARE PTY LIMITED |  | Change to Group benefit
LH704 | 13 - Spinal | HPS 2.0 Pedicle Screw | Pedicle Screw with Reduction and Extended tabs - Cannulated & Fenestrated | 4.5-9.5mm diameters | LIFEHEALTHCARE PTY LIMITED |  | Change to Group benefit
LH708 | 13 - Spinal | Athena Polyaxial screw shank | Polyaxial screw shank intended for pedicle or cortical bone trajectory screw insertion. The shanks have a quad to dual lead thread for increased cortical bone purchase. The screw shanks are also fenestrated to enable screw augmentation with bone cement | 5mm -8.5mm diameter 30mm to 100mm screw lengths | LIFEHEALTHCARE PTY LIMITED |  | Change to Group benefit
LM401 | 13 - Spinal | Fortex Pedicle Screw system - Pedicle Screw | Polyaxial pedicle screw | 4.75, 5.5, 6.5, 7.5, 8.25mm diameter. 30, 35, 40, 45, 50, 55mm lengths | LMT SURGICAL PTY LTD |  | Change to Group benefit
LM413 | 13 - Spinal | Certex Spinal Implant System Screw | Screws | Diameter 3.5mm - 4.5mm Length 10mm – 42mm | LMT SURGICAL PTY LTD |  | Change to Group benefit
LM436 | 13 - Spinal | Amendia Savannah-T Pedicle Screw System-Polyaxial Pedicle Screw-Cannulated | Pedicle Screw System-Polyaxial Pedicle Screw-Cannulated, Low, Mid, High Top standard and Grip Quick Threads | dia (5.5-7.5 mm) x length (30-65 mm) | LMT SURGICAL PTY LTD |  | Change to Group benefit
LM441 | 13 - Spinal | Excella Polyaxial Pedicle Screw | Polyaxial Pedicle Screw | 5.5 to 7.5 mm diameter 35 to 60 mm length | LMT SURGICAL PTY LTD |  | Change to Group benefit
LM444 | 13 - Spinal | Excella Cannulated Pedicle Screw | Cannulated Pedicle Screw | 4.75 to 8.5mm diameter 25 to 60 mm length | LMT SURGICAL PTY LTD |  | Change to Group benefit
LM460 | 13 - Spinal | X90 Pedicle Screw | Capless, Polyaxial pedicle screw | Diameter 4.75 - 8.25mm Length 30 -55mm | LMT SURGICAL PTY LTD |  | Change to Group benefit
LM508 | 13 - Spinal | Polyaxial Pedicle Screws | Polyaxial Pedicle Screws | Diameter 5.5 - 7.5mm Length 35 - 55mm | LMT SURGICAL PTY LTD |  | Change to Group benefit
BF006 | 13 - Spinal | Smartloc Spinal Fixation System/ Polyaxial Pedicle Screw & Reduction Screw | Polyaxial Pedicle Screw and Reduction Screw | Length 30mm – 55mm; Diameter 4.5mm, 5.5mm, 6.0mm, 6.5mm, 7.0mm, 7.5mm, 8.0mm | MATRIX MEDICAL INNOVATIONS PTY LTD |  | Change to Group benefit
BF025 | 13 - Spinal | Pedicle Screw | Polyaxial Screw | (5.5 - 7.5)mm x (35-55) mm | MATRIX MEDICAL INNOVATIONS PTY LTD | Only to be reimbursed when used in patients with spinal tumours requiring regular magnetic resonance imaging (MRI) and/or computerised tomography (CT) imaging and or adjuvant radiotherapy and/or proton therapy. | Change to Group benefit
BF026 | 13 - Spinal | Pedicle Screw | Cannulated Screw, Carbon Fiber Reinforced Polymer | (6.5-7.5)mm x (35-55) mm length | MATRIX MEDICAL INNOVATIONS PTY LTD | Only to be reimbursed when used in patients with spinal tumours requiring regular magnetic resonance imaging (MRI) and/or computerised tomography (CT) imaging and or adjuvant radiotherapy and/or proton therapy. | Change to Group benefit
MU106 | 13 - Spinal | M.U.S.T Polyaxial Pedicle Screws Cannulated | Polyaxial Cannulated Screws | 4.5-10mm; Length 25 -100mm | MEDACTA AUSTRALIA PTY. LTD. |  | Change to Group benefit
MU109 | 13 - Spinal | M.U.S.T. Polyaxial Pedicle Screws | Polyaxial Screws | 4.0 -10mm; length 20 -100mm | MEDACTA AUSTRALIA PTY. LTD. |  | Change to Group benefit
MU147 | 13 - Spinal | M.U.S.T. Fenestrated Polyaxial Cannulated Pedicle Screw | Fenestrated Polyaxial Cannulated Pedicle Screw | Diameter 4.5-10mm, Length 25-100mm | MEDACTA AUSTRALIA PTY. LTD. |  | Change to Group benefit
MU148 | 13 - Spinal | M.U.S.T. Fenestrated Polyaxial Pedicle Screw | Fenestrated Polyaxial Pedicle Screw | Diameter 5-10mm, Length 30-90mm | MEDACTA AUSTRALIA PTY. LTD. |  | Change to Group benefit
MU153 | 13 - Spinal | MUST MINI Polyaxial Screws | Polyaxial Screw | Diameter from 3.5 to 6 Length from 10 to 50 mm | MEDACTA AUSTRALIA PTY. LTD. |  | Change to Group benefit
MU154 | 13 - Spinal | MUST MINI Cannulated Polyaxial Screw | Cannulated Polyaxial Screw | Diameter: 4 - 6 Length: 10 - 50 mm | MEDACTA AUSTRALIA PTY. LTD. |  | Change to Group benefit
MC458 | 13 - Spinal | TSRH 3D | Screw | 4.5 -8.5mm diameter | MEDTRONIC AUSTRALASIA PTY LTD |  | Change to Group benefit
MC459 | 13 - Spinal | TSRH 3D | Extended Post Screw | 30 - 60mm | MEDTRONIC AUSTRALASIA PTY LTD |  | Change to Group benefit
MC545 | 13 - Spinal | Vertex Spinal System | Screws | Diameter 3.5 - 4.5mm Length 6 - 52mm | MEDTRONIC AUSTRALASIA PTY LTD |  | Change to Group benefit
MC586 | 13 - Spinal | CD Horizon Sextant Percutaneous Cannulated Multi Axial Screw | Cannulated titanium percutaneous multi axial screw | Dia 3.5 to 9.5mm, Length 15 to 65mm | MEDTRONIC AUSTRALASIA PTY LTD |  | Change to Group benefit
MC675 | 13 - Spinal | CD Horizon | Legacy Screw | Diameter 3.5 - 10.5mm | MEDTRONIC AUSTRALASIA PTY LTD |  | Change to Group benefit
MC736 | 13 - Spinal | Vertex Max Cannulated Screw | Posterior cannulated cervical screw | Diameter 3.5 - 4.5mm Length 20 - 60mm | MEDTRONIC AUSTRALASIA PTY LTD |  | Change to Group benefit
MC822 | 13 - Spinal | CD Horizon | Legacy Multiaxial Iliac Screw | Dia 5.5 to 10.5mm | MEDTRONIC AUSTRALASIA PTY LTD |  | Change to Group benefit
MC968 | 13 - Spinal | CD HORIZON Spinal System - Cannulated Multi-Axial Screw | CD HORIZON Cannulated Multi-Axial Screw | Diameter: 4.5mm - 12.5mm Length: 15mm - 140mm | MEDTRONIC AUSTRALASIA PTY LTD |  | Change to Group benefit
MI036 | 13 - Spinal | CD HORIZON Fenestrated Screw | Fenestrated multi-axial screw | Diameter:4.5 - 10.5mm, Length: 30 - 80mm | MEDTRONIC AUSTRALASIA PTY LTD |  | Change to Group benefit
MI260 | 13 - Spinal | Infinity Spinal System | Multi-Axial Screws | Diameter 3.0 - 5.5mm | MEDTRONIC AUSTRALASIA PTY LTD |  | Change to Group benefit
MI272 | 13 - Spinal | CD Horizon | Dual Rod Multi-Axial Screw | Diameter: 5.5-8.5mm Length: 30-55mm | MEDTRONIC AUSTRALASIA PTY LTD |  | Change to Group benefit
MI395 | 13 - Spinal | CD HORIZON Voyager Fenestrated Screws | Fenestrated multi-axial screw | Diameter:4.5mm-10.5mm, Length: 30mm-80mm | MEDTRONIC AUSTRALASIA PTY LTD |  | Change to Group benefit
MI465 | 13 - Spinal | Cannulated Polyaxial Pedicle Screws | Cannulated Polyaxial Pedicle Screws | 4.5 to 9.5mm diameter all lengths | MEDTRONIC AUSTRALASIA PTY LTD |  | Change to Group benefit
MI466 | 13 - Spinal | Non-Cannulated Polyaxial Pedicle Screws | Non-Cannulated Polyaxial Pedicle Screws | 4.5mm to 9.5mm diameter | MEDTRONIC AUSTRALASIA PTY LTD |  | Change to Group benefit
MI467 | 13 - Spinal | Cannulated Polyaxial Pedicle Screw | Cannulated Polyaxial Pedicle Screw | All sizes | MEDTRONIC AUSTRALASIA PTY LTD |  | Change to Group benefit
MI472 | 13 - Spinal | Polyaxial Pedicle Screws | Polyaxial Pedicle Screws | All sizes | MEDTRONIC AUSTRALASIA PTY LTD |  | Change to Group benefit
MI503 | 13 - Spinal | PASS Polyaxial Spinal System - Pedicle Screws | Polyaxial Pedicle Screws | 4.5 to 7.5mm diameter | MEDTRONIC AUSTRALASIA PTY LTD |  | Change to Group benefit
MI523 | 13 - Spinal | CD Horizon™ ModuLeX™ 5.5 Spinal System - Screw Shank | Screw Shank | Diameter: 4.5-7.5mm; Length 30-55mm | MEDTRONIC AUSTRALASIA PTY LTD |  | Change to Group benefit
NV024 | 13 - Spinal | VuePoint screw (multi axial) | Screw (mulit-axial) | 3.5 - 5.5mm diameter, 10-40mm length | NUVASIVE (AUST/NZ) PTY LTD |  | Change to Group benefit
NV057 | 13 - Spinal | Armada (Reduction Screw) | Reduction Screw | 4.5-8.5mm x 20-120mm | NUVASIVE (AUST/NZ) PTY LTD |  | Change to Group benefit
NV067 | 13 - Spinal | Armada (Polyaxial Screws) | Polyaxial screw | Polyaxial Screw 4.5-10.0mm x 25-120mm lliac Screw 6.5/7.5/8.5/9.5mm (60/70/80/90/100mm) Provisional locking screw size ranges from 4.0mmx25-45mm, 4.5mmx25-45mm, 5.0mmx25-50mm, 5.5mmx25-55mm, 6.5mmx30-55mm Uniplanar Screw 5.0/5.5/6.5mm x 25/30/35/40/45/5 | NUVASIVE (AUST/NZ) PTY LTD |  | Change to Group benefit
NV084 | 13 - Spinal | Precept (Screw Shank) | Screw shank | 4.8-8.5mm x (25-50mm) | NUVASIVE (AUST/NZ) PTY LTD |  | Change to Group benefit
NV087 | 13 - Spinal | Precept (Polyaxial Screw) | Polyaxial Screw | 4.5 x 25-45mm, 5.5-8.5 x 30-100mm | NUVASIVE (AUST/NZ) PTY LTD |  | Change to Group benefit
NV089 | 13 - Spinal | Armada (Fenestrated Screw) | Fenestrated Screw | 5.5 - 8.5 x 30-65mm | NUVASIVE (AUST/NZ) PTY LTD |  | Change to Group benefit
NV115 | 13 - Spinal | Reline (Polyaxial Screw) | Polyaxial Screw | 4.0-12.5mm diameter, 15-120mm length | NUVASIVE (AUST/NZ) PTY LTD |  | Change to Group benefit
NV117 | 13 - Spinal | Reline (Reduction Screw) | Reduction Screw | 4.0-12.5mm in diameter; 15-120mm in length | NUVASIVE (AUST/NZ) PTY LTD |  | Change to Group benefit
NV119 | 13 - Spinal | Precept (MP Polyaxial Screw) | Polyaxial Screw | 4.5-7.5mm diameter; 25-60mm length | NUVASIVE (AUST/NZ) PTY LTD |  | Change to Group benefit
NV120 | 13 - Spinal | Precept (MP Screw Shank) | Screw Shank | 4.5-7.5mm diameter; 25-60mm length | NUVASIVE (AUST/NZ) PTY LTD |  | Change to Group benefit
NV122 | 13 - Spinal | Precept (Reduction Screw) | Reduction Screw | 4.5-7.5mm diameter; 25-60mm length | NUVASIVE (AUST/NZ) PTY LTD |  | Change to Group benefit
NV123 | 13 - Spinal | Precept (Fenestrated Screw) | Fenestrated Screw | 4.5-12.5mm diameter; 25-120mm length | NUVASIVE (AUST/NZ) PTY LTD |  | Change to Group benefit
NV133 | 13 - Spinal | Reline System (cannulated polyaxial screw) | Cannulated Polyaxial Screw | 4.5-12.5 mm diameter, 25-120mm length | NUVASIVE (AUST/NZ) PTY LTD |  | Change to Group benefit
NV134 | 13 - Spinal | Reline System (cannulated polyaxial reduction screw) | Cannulated Polyaxial Reduction Screw | 4.5-12.5mm diameter, 25-120mm length | NUVASIVE (AUST/NZ) PTY LTD |  | Change to Group benefit
NV139 | 13 - Spinal | Reline (Mod Shank) Cannulated | Screw Shank | 4.5-12.5mm x 25-120mm | NUVASIVE (AUST/NZ) PTY LTD |  | Change to Group benefit
NV142 | 13 - Spinal | Reline (Mod Shank) | Screw Shank | 4.0-10.5mm x 25-90mm | NUVASIVE (AUST/NZ) PTY LTD |  | Change to Group benefit
NV146 | 13 - Spinal | Reline (Fenestrated screw) | Pedicle Screw | 4.5-12.5mm diameter; 25-120mm length | NUVASIVE (AUST/NZ) PTY LTD |  | Change to Group benefit
NV148 | 13 - Spinal | Reline (Cannulated Fenestrated screw) | Pedicle Screw | 4.5-12.5mm diameter; 25-120mm length | NUVASIVE (AUST/NZ) PTY LTD |  | Change to Group benefit
OH578 | 13 - Spinal | Venus Spinal Fixation Systems - Pedicle Screws - Poly Cannulated | Polyaxial Pedicle Screws - Cannulated | D 4.0-8.5mm L 25-100mm | Orthotech Pty Ltd |  | Change to Group benefit
OH579 | 13 - Spinal | Venus Spinal Fixation Systems - Pedicle Screws - Poly Non Cannulated | Venus - Pedicle Screws - Polyaxial Non Cannulated | D 4.0-8.5mm L20-120mm | Orthotech Pty Ltd |  | Change to Group benefit
PZ013 | 13 - Spinal | Centaur Screw System | Polyaxial Screw | 4mm-13mm | Prism Surgical Designs Pty Ltd |  | Change to Group benefit
PZ049 | 13 - Spinal | Centaur Screw System | Cannulated Polyaxial Screw | 4mm - 10mm | Prism Surgical Designs Pty Ltd |  | Change to Group benefit
PZ054 | 13 - Spinal | Centaur Screw System | Polyaxial Screw HA Coated | 4mm - 10mm | Prism Surgical Designs Pty Ltd |  | Change to Group benefit
PZ064 | 13 - Spinal | Centaur Spinal System | Polyaxial Screw | Diameter 5mm -10mm Length 20mm -100mm | Prism Surgical Designs Pty Ltd |  | Change to Group benefit
RI009 | 13 - Spinal | Streamline Cannulated Polyaxial Pedicle Screws, including MIS. | Cannulated Polyaxial Pedicle Screws in various diameters and lengths (Titanium Alloy) | 4.5 x 20mm to 45mm in 5mm increments; 5.5 x 30mm to 60mm in 5mm increments; 6.5 x 30mm to 100mm in 5mm increments; 7.5 x 30mm to 100mm in 5mm increments; 8.5 x 30mm to 100mm in 5mm increments; 9.5 x 40 to 60mm in 5mm increments and 9.5 x 70mm to 100mm in 10mm increments; | RTI Surgical Australia Pty Ltd |  | Change to Group benefit
RI016 | 13 - Spinal | Streamline TL- Polyaxial Pedicle Screws | Polyaxial Pedicle Screws and Reduction Screws in various diameters and lengths (Titanium Alloy) | 4.5 x 20mm to 45mm in 5mm increments; 5.5 x 20mm to 60mm in 5mm increments; 6.5 x 20mm to 100mm in 5mm increments; 7.5 x 30mm to 100mm in 5mm increments; 8.5 x 35mm to 100mm in 5mm increments; 9.5 x 35 to 60mm in 5mm increments and 9.5 x 70mm to 100mm in 10mm increments; 10.5 & 11.5 x 35mm to 55mm in 5mm increments. Reduction: 5.5 & 6.5 & 7.5 x 30mm to 60mm in 5mm increments | RTI Surgical Australia Pty Ltd |  | Change to Group benefit
RI034 | 13 - Spinal | HPS™ Polyaxial Screws | Polyaxial cannulated pedicle screws. | Diameter: 5-9mm Length: 30-60mm | RTI Surgical Australia Pty Ltd |  | Change to Group benefit
RI043 | 13 - Spinal | HPS™ 2.0 Polyaxial Pedicle Screw | Cannulated polyaxial screws with MIS option | Diameter: 4.5- 9.5mm Length: 20mm-60mm | RTI Surgical Australia Pty Ltd |  | Change to Group benefit
RI045 | 13 - Spinal | Streamline Polyaxial Screws | Polyaxial cannulated pedicle screws including MIS, reduction and fenestrated screws | Diameter: 4.5 - 9.5mm Length: 20-60mm | RTI Surgical Australia Pty Ltd |  | Change to Group benefit
SF112 | 13 - Spinal | Freedom Polyaxial Screws | Polyaxial reduction screws with standard and extended tabs | Diameter 4.5 to 9.5mm, lengths from 25 to 60mm | SIGNATURE ORTHOPAEDICS PTY LTD |  | Change to Group benefit
SF113 | 13 - Spinal | Freedom Cannulated Pedicle Screws | Polyaxial Cannulated Pedicle Screws | Diameter 5.5 to 7.5mm, lengths from 35 to 55mm | SIGNATURE ORTHOPAEDICS PTY LTD |  | Change to Group benefit
SF177 | 13 - Spinal | Freedom Posterior Screw | Polyaxial Screw | Ø3.5, Ø4.0, Ø4.5 8mm to 50mm in length. | SIGNATURE ORTHOPAEDICS PTY LTD |  | Change to Group benefit
UT016 | 13 - Spinal | SOLFIX2 Pedicle Screws | Cannulated and fenestrated screws | Diameter: 5.4mm - 9.4mm Length: 30mm - 110mm | SOUTHERN CROSS SURGICAL PTY LTD |  | Change to Group benefit
DU001 | 13 - Spinal | Perla Posterior Cervico-Thoracic Fixation System - Polyaxial Screw | Polyaxial lateral mass screws: polyaxial screws, smooth shank screws, preferred angle screws | Diameter: 3.5mm, 4.0mm, 4.5 mm Length (polyaxial and preferred angle): 8mm, 10mm, 12mm, 14mm, 16mm, 18mm, 20mm, 24mm, 28mm, 32mm, 36mm, 40mm, 44mm, 48mm, 52mm Length (smooth shank): 18mm, 20mm, 22mm, 24mm, 26mm, 28mm, 30mm, 32mm, 34mm, 36mm | SPINEART AUSTRALIA PTY. LTD. |  | Change to Group benefit
DU018 | 13 - Spinal | Romeo 2 Posterior Thoraco-lumbar Fixation System - Polyaxial Screw, Reduction Screw, 25D Screw | Polyaxial screw, polyaxial reduction screw | Diameter: 4mm, 5mm, 6mm, 7mm, 8mm Length: 25mm, 30mm, 35mm, 40mm, 45mm, 50mm, 55mm, 60mm, 70mm, 80mm, 90mm | SPINEART AUSTRALIA PTY. LTD. |  | Change to Group benefit
DU026 | 13 - Spinal | Romeo 2 MIS Posterior Thoraco-lumbar Fixation System - Cannulated Polyaxial Screw | Cannulated polyaxial pedicle screw, perforated cannulated polyaxial pedicle screw | Cannulated Screw - Diameter: 5mm, 6mm, 7mm Length: 30mm, 35mm, 40mm, 45mm, 50mm, 55mm, 60mm Perforated Cannulated Screw - Diameter: 5mm, 6mm, 7mm, 8mm Length: 35mm, 40mm, 45mm, 50mm, 55mm, 60mm | SPINEART AUSTRALIA PTY. LTD. |  | Change to Group benefit
DU041 | 13 - Spinal | Perla TL Posterior thoraco-lumbar fixation system - polyaxial screw-shank | Polyaxial screw shanks: cortical bone screw shanks, degenerative bone screw shanks | Diameter (cortical bone screw shank): 4.5 - 7.5mm, Diameter (degenerative bone screw shank): 4.5 - 9.5mm. Length (cortical bone screw shank): 25 - 50mm. Length (degenerative bone screw shank): 25 - 120mm. | SPINEART AUSTRALIA PTY. LTD. |  | Change to Group benefit
DU052 | 13 - Spinal | Perla TL Posterior thoraco-lumbar fixation system - polyaxial screw | Polyaxial lateral mass screws: polyaxial screws, reduction screws, 25D screws | Diameter (polyaxial screws, reduction screws): 4.5 - 10.5mm. Diameter (25D screws): 4.5 - 6.5mm Length (polyaxial screws, reduction screws): 25 - 120mm. Length: 25 - 90mm. | SPINEART AUSTRALIA PTY. LTD. |  | Change to Group benefit
DU057 | 13 - Spinal | Perla TL Posterior thoraco-lumbar fixation system - cannulated polyaxial screw | Cannulated polyaxial screws, cannulated sagittal screws: cannulated /cannulated & fenestrated | Diameter: 4.5-10.5mm | SPINEART AUSTRALIA PTY. LTD. |  | Change to Group benefit
DU058 | 13 - Spinal | Perla TL Posterior thoraco-lumbar fixation system - cannulated polyaxial screw-shank | Modular cannulated polyaxial bone screw shanks, modular cannulated fenestrated polyaxial bone screw shanks | Diameter: 4.5 - 8.5mm Length: 25 - 60mm | SPINEART AUSTRALIA PTY. LTD. |  | Change to Group benefit
HW384 | 13 - Spinal | Xia Spine System | Polyaxial Screw | Dia: 4mm - 10.5mm Length: 20mm - 100mm | STRYKER AUSTRALIA PTY LTD |  | Change to Group benefit
HW484 | 13 - Spinal | ES2 Spinal System, Screw | Polyaxial cannulated screw with integrated blades | Diam 4.5mm to 8.5mm, Length 25mm to 90mm | STRYKER AUSTRALIA PTY LTD |  | Change to Group benefit
HW521 | 13 - Spinal | Mantis Augmentable Screw | Augmentable Pedicle Screw | 5.5-8.5mm diameter, 40-65mm Length | STRYKER AUSTRALIA PTY LTD |  | Change to Group benefit
HW580 | 13 - Spinal | ES2 Augmentable Polyaxial Screw | Fenestrated Cannulated Polyaxial Screw | Dia 5.5mm to 8.5mm, length 30mm to 90mm | STRYKER AUSTRALIA PTY LTD |  | Change to Group benefit
HW593 | 13 - Spinal | Xia 4.5 CT Polyaxial Screw | Cortical Thread Polyaxial Screw | Dia 4mm to 6.5mm, length 20mm to 45mm | STRYKER AUSTRALIA PTY LTD |  | Change to Group benefit
HW594 | 13 - Spinal | Xia 4.5 CT Cannulated Polyaxial Screw | Cannulated Cortical Thread Polyaxial Screw | Dia 4.5mm to 6.5mm, length 20mm to 45mm | STRYKER AUSTRALIA PTY LTD |  | Change to Group benefit
HW631 | 13 - Spinal | Xia Serrato Polyaxial Screw | Polyaxial Screw, Reduction Polyaxial Screw, Medial Biased Angle Screw | Dia 4mm-10.5mm, Length 20mm-130mm | STRYKER AUSTRALIA PTY LTD |  | Change to Group benefit
HW632 | 13 - Spinal | Xia Serrato Cannulated Polyaxial Screw | Cannulated Polyaxial Screw | Dia 4.5mm-7.5mm; Length 20mm-60mm | STRYKER AUSTRALIA PTY LTD |  | Change to Group benefit
HW724 | 13 - Spinal | Denali Spinal System / Polyaxial Pedicle Screw | Polyaxial Pedicle Screw | Diameter: 3.5 - 8.5mm, Length: 10 - 100mm | STRYKER AUSTRALIA PTY LTD |  | Change to Group benefit
HW726 | 13 - Spinal | Mesa Spinal System / Polyaxial Pedicle Screw | Polyaxial Pedicle Screw, Titanium | (3.5 - 12.5)mm diam, lengths (10-110)mm | STRYKER AUSTRALIA PTY LTD |  | Change to Group benefit
HW734 | 13 - Spinal | Denali cannulated polyaxial screw | Cannulated polyaxial pedicle screw | Diameter: 5.5mm, 6.5mm and 7.5mm Length: 35 to 55mm | STRYKER AUSTRALIA PTY LTD |  | Change to Group benefit
HW745 | 13 - Spinal | Everest Spinal System -Pedicle Screw | Polyaxial Pedicle Screw, Ti | Diameter: 4.5mm-10.5mm, Length: 25mm - 110mm (open or closed) | STRYKER AUSTRALIA PTY LTD |  | Change to Group benefit
HW759 | 13 - Spinal | Mesa Polyaxial Cannulated Screw | Cannulated Pedicle Screw, polyaxial | Diameter: 5.5-6.5mm Length: 30-45mm | STRYKER AUSTRALIA PTY LTD |  | Change to Group benefit
HW760 | 13 - Spinal | Everest Spinal System -Cannulated Screw | Polyaxial Screw, Cannulated | (4.5 -10.5)mm diam x (20-110)mm | STRYKER AUSTRALIA PTY LTD |  | Change to Group benefit
HW761 | 13 - Spinal | Everest Spinal System-Fenestrated Screw | Polyaxial Screw, Fenestrated | (4.5 -9.5)mm diam x (20-110)mm | STRYKER AUSTRALIA PTY LTD |  | Change to Group benefit
HW775 | 13 - Spinal | Yukon OCT System | Polyaxial Posterior Cervical Screws | 3.5-5.0 diameter, length 10-50mm | STRYKER AUSTRALIA PTY LTD |  | Change to Group benefit
SK225 | 13 - Spinal | Oasys-Occipito Cervico Thoracic System | Polyaxial Screw | Dia: 3.5mm x Length: 10mm - 40mm Dia: 4.0mm x Length: 10mm - 50mm Dia: 4.5mm x Length: 20mm - 52mm | STRYKER AUSTRALIA PTY LTD |  | Change to Group benefit
SR042 | 13 - Spinal | MANTIS | Screw, Cannulated, Multiaxial, Ti | 4.5mm - 7.5mm x 25mm - 60mm | STRYKER AUSTRALIA PTY LTD |  | Change to Group benefit
SQ100 | 13 - Spinal | RESPONSE Spine System – Polyaxial Screw | Pedicle Polyaxial Screw | 4-9mm diameter, 20mm-110mm | Surgical Specialties Pty Limited |  | Change to Group benefit
VB007 | 13 - Spinal | Lumfix Polyaxial Screw | Std or double threaded, std or extended castle self tapping | (4.0 -8.5)mm diameter x (20-90)mm length | VICKI PARTRIDGE PTY LTD |  | Change to Group benefit
GK003 | 13 - Spinal | 3D Fusion Lumbar Bone Screw | Stand-alone anterior lumbar interbody fusion (ALIF) fixation system: cage, screws and locking caps. The 3D Fusion lumbar bone screw is intended to be used as part of the integral screw fixation system and immobilize and stabilize the 3D fusion lumbar cage to facilitate spinal fusion between two adjacent vertebral bodies. The 3D fusion lumbar bone screws are self-drilling, self-tapping, dual thread bone screws designed to fit with threaded features of the 3D Fusion lumbar Cage to secure and stabilise the fusion cage in place with patient’s endplate anatomy. | Length – 20mm, 25mm, 30mm, 35mm, 40mm, 45mm Diameter – 5.5mm, 6mm | 3DMORPHIC PTY LTD |  | Change to Group benefit
GK004 | 13 - Spinal | 3D fusion cervical screw | The 3D Fusion cervical screw is part of the integral fixation mechanism for the 3D Fusion cervical System (also consisting of the 3D Fusion ACDF Cage and Locking Cap). These components are part of separate applications. The 3D Fusion ACDF Bone Screws intend to immobilize and stabilize the 3D Fusion ACDF Cage and facilitate spinal fusion between two adjacent lumbar vertebral bodies. The 3D Fusion ACDF Bone Screws are self-drilling, dual thread bone screws designed to fit with integral fixation features of the 3D Fusion cervical system. The threaded locking cap system establishes an intrinsic link between the cage and the fixation screws, creating a rigid locked system, without distortion of the screw head | Length = 12mm – 20mm Diameter = 4.0mm & 4.5mm | 3DMORPHIC PTY LTD |  | Change to Group benefit
DE678 | 13 - Spinal | icotec Anterior Cervical Plate System - Screw | Self-tapping bone screws | Diameter: 4mm and 4.25mm Length: 13mm and 15mm | DEVICE TECHNOLOGIES AUSTRALIA PTY. LTD. | Only to be reimbursed when used in patients with spinal tumours requiring regular magnetic resonance imaging (MRI) and/or computerised tomography (CT) imaging and or adjuvant radiotherapy and/or proton therapy. | Change to Group benefit
EY020 | 13 - Spinal | Slimplicity HP Screws | Screws | 12mm - 18mm | E4 SURGICAL PTY LTD |  | Change to Group benefit
IY006 | 13 - Spinal | Evolution Altus Dual Thread Screw | Thoraco Lumbar Cage Dual Thread Bone Screw | diameter: 5.5 - 6mm Length: 20 - 35mm | EVOLUTION SURGICAL PTY LTD |  | Change to Group benefit
IY012 | 13 - Spinal | Revolution Standalone ACDF bone screw | Anterior cervical fusion cage system Standalone screw | Diameter 4 - 4.5mm Length 12 -17mm | EVOLUTION SURGICAL PTY LTD |  | Change to Group benefit
IY092 | 13 - Spinal | ACDF cage screw | ACDF cage screw | 12-17mm | EVOLUTION SURGICAL PTY LTD |  | Change to Group benefit
IY093 | 13 - Spinal | ALIF cage screw | ALIF cage screw | Diameter 5.5 and 6mm | EVOLUTION SURGICAL PTY LTD |  | Change to Group benefit
LB053 | 13 - Spinal | CORRIDOR Fixation System Screw Cannulated Screws | Bone Screws | 3.5mm - 4.5 diameter. 3 0mm - 60mm length | Globus Medical Australia Pty Limited |  | Change to Group benefit
LB058 | 13 - Spinal | ZYFUSE Facet Fixation System Screw with washer | Facet Screw | 5.0 - 6.0mm diameter x 30 - 60mm length | Globus Medical Australia Pty Limited |  | Change to Group benefit
LB059 | 13 - Spinal | ZYFUSE Facet Fixation System Screw | Facet Screw | 5.0 - 6.0mm diameter x 30 - 60mm length | Globus Medical Australia Pty Limited |  | Change to Group benefit
SY148 | 13 - Spinal | Universal Spine System (USS) | Pedicle Hook Screw | Length 20- 40mm | JOHNSON & JOHNSON MEDICAL PTY LTD |  | Change to Group benefit
KB003 | 13 - Spinal | STERISPINE™ Bone Screws with dual thread | Standard with dual thread | 12mm x 3.5mm; 4.0 mm 13mm x 3.5mm; 4.0 mm 15mm x 3.5mm; 4.0 mm | KINETIX LIFESCIENCES PTY LTD |  | Change to Group benefit
LH558 | 13 - Spinal | Atlas (Anterior Odontoid Fixation System) | Cannulated Bone Screw | (4.0 - 4.5)mm diameter x (28-55)mm length | LIFEHEALTHCARE PTY LIMITED |  | Change to Group benefit
LH589 | 13 - Spinal | Cervical Spine Truss System - Stand Alone Starloc Screw | Starloc Screw | (3.5-3.85)mm diam x (12-16mm Length | LIFEHEALTHCARE PTY LIMITED |  | Change to Group benefit
LH758 | 13 - Spinal | Silex Bone Screw | Dual-Thread Sacroiliac Locking Screw | 7mm x 30-70mm | LIFEHEALTHCARE PTY LIMITED |  | Change to Group benefit
LM461 | 13 - Spinal | Fixcet Spinal Facet Screw | Spinal facet screw | 30mm - 45mm | LMT SURGICAL PTY LTD |  | Change to Group benefit
LM462 | 13 - Spinal | Fixcet Spinal Facet Screw | Spinal facet screw | 25mm - 45mm | LMT SURGICAL PTY LTD |  | Change to Group benefit
MC447 | 13 - Spinal | UCSS | Cortical Screws | 30 - 50mm | MEDTRONIC AUSTRALASIA PTY LTD |  | Change to Group benefit
MC448 | 13 - Spinal | UCSS | Cortical Lag Screws | 36 - 50mm | MEDTRONIC AUSTRALASIA PTY LTD |  | Change to Group benefit
MC462 | 13 - Spinal | Zephir | Cancellous Screw | 13-17mm | MEDTRONIC AUSTRALASIA PTY LTD |  | Change to Group benefit
MI153 | 13 - Spinal | ZEVO Anterior Cervical Plate System | Dual thread, self-drilling/self-tapping screw | Diameter: 3.5mm - 4.5mm; Length 10mm - 24mm | MEDTRONIC AUSTRALASIA PTY LTD |  | Change to Group benefit
MI170 | 13 - Spinal | Divergence-L Anterior/Oblique Lumbar Fusion System | Self-drilling and Self-tapping Screws | 20-40 mm | MEDTRONIC AUSTRALASIA PTY LTD |  | Change to Group benefit
MI176 | 13 - Spinal | Divergence Anterior Cervical Fusion Mini-Plate System | Divergence Miniplate Screw - Dual thread self drilling/self tapping screw | 4.0mm x 9-24mm | MEDTRONIC AUSTRALASIA PTY LTD |  | Change to Group benefit
MI177 | 13 - Spinal | Divergence Anterior Cervical Fusion Mini-Plate System | Divergence Miniplate Screw - Dual thread self drilling/self tapping screw | 3.5mm x 9-24mm | MEDTRONIC AUSTRALASIA PTY LTD |  | Change to Group benefit
MI178 | 13 - Spinal | Divergence Anterior Cervical Fusion Standalone System | Divergence anterior cervical fusion system Standalone screw | 4.0mm x 9 -17mm | MEDTRONIC AUSTRALASIA PTY LTD |  | Change to Group benefit
MI179 | 13 - Spinal | Divergence Anterior Cervical Fusion Standalone System | Divergence anterior cervical fusion system Standalone screw | 3.5mm x 9 -17mm | MEDTRONIC AUSTRALASIA PTY LTD |  | Change to Group benefit
MI188 | 13 - Spinal | PIVOX Oblique Lateral Spinal System | Bone Screw | Length: 20-50mm | MEDTRONIC AUSTRALASIA PTY LTD |  | Change to Group benefit
MI462 | 13 - Spinal | PASS Spinal System Screw | PASS Spinal System Screw | 6.5mm to 8.0mm diameter; 25 to 95mm length | MEDTRONIC AUSTRALASIA PTY LTD |  | Change to ARTG
MI481 | 13 - Spinal | Fusion Cage Screws | Fusion Cage Screws | Multiple sizes to suit patient anatomy | MEDTRONIC AUSTRALASIA PTY LTD |  | Change to Group benefit
MI483 | 13 - Spinal | PASS Spinal System Screw | PASS Spinal System Closed Iliac Screw | all sizes | MEDTRONIC AUSTRALASIA PTY LTD |  | Change to Group benefit
NV099 | 13 - Spinal | Archon Plate (Bone Screw) | The Archon system, of which the bone screw is a component, is intended for anterior screw fixation of the cervical spine. These implants have been designed to provide stabilisation as an adjunct to cervical fusion. | 4/4.5 x 10-23mm | NUVASIVE (AUST/NZ) PTY LTD |  | Change to Group benefit
PC006 | 13 - Spinal | Alias Cage Screw | Alias Cage - Screw | 12-17mm | PRECISION SURGICAL PTY LTD |  | Change to Group benefit
PC008 | 13 - Spinal | Advantage Dual Thread Screw | Dual thread ALIF cage screw | Diameter 5.5 and 6mm | PRECISION SURGICAL PTY LTD |  | Change to Group benefit
PC011 | 13 - Spinal | XM Plate Screws | Dual thread screws for XM Plate | Diameter 5.5 & 6.0mm, 20-32mm | PRECISION SURGICAL PTY LTD |  | Change to Group benefit
PC012 | 13 - Spinal | Redmond Lumbar Cage System - Locking screw, closed | Titanium screw | Diameter: 5.5mm; Length: 15, 20, 25, 30, 35mm | PRECISION SURGICAL PTY LTD |  | Change to Group benefit
PZ016 | 13 - Spinal | Aurora Spine System | Bone screw | 20mm - 36mm | Prism Surgical Designs Pty Ltd |  | Change to Group benefit
PZ043 | 13 - Spinal | Australis Spine System | Bone Screw | 15mm-45mm | Prism Surgical Designs Pty Ltd |  | Change to Group benefit
PZ053 | 13 - Spinal | Aquila Plate System | Bone Screw | 10mm-20mm | Prism Surgical Designs Pty Ltd |  | Change to Group benefit
PZ058 | 13 - Spinal | Aurora Spinal System | Dual thread screw | 5.5-6.0mm diameter x 24-28mm length | Prism Surgical Designs Pty Ltd |  | Change to Group benefit
PZ061 | 13 - Spinal | Aquila Spinal System | Bone Screw | 10mm-20mm | Prism Surgical Designs Pty Ltd |  | Change to Group benefit
SF063 | 13 - Spinal | Aurora Screw | Bone Screw | 20-36mm | SIGNATURE ORTHOPAEDICS PTY LTD |  | Change to Group benefit
SF105 | 13 - Spinal | Alias Cage Screw | Alias Cage - Screw | 12-17mm | SIGNATURE ORTHOPAEDICS PTY LTD |  | Change to Group benefit
SF150 | 13 - Spinal | XM Plate Screws | Dual thread screws for XM Plate | Diameter 5.5 & 6.0mm, 20-32mm | SIGNATURE ORTHOPAEDICS PTY LTD |  | Change to Group benefit
SF156 | 13 - Spinal | Advantage Dual Thread Screw | Dual thread ALIF cage screw | Diameter 5.5 and 6mm | SIGNATURE ORTHOPAEDICS PTY LTD |  | Change to Group benefit
SF168 | 13 - Spinal | Spoiler ALIF Dual thread Screw | Dual Thread ALIF Cage Screw | 5.5 and 6mm screws | SIGNATURE ORTHOPAEDICS PTY LTD |  | Change to Group benefit
SF170 | 13 - Spinal | Hornet ALIF Screw | Hornet Screw | Multiple diameters and lengths | SIGNATURE ORTHOPAEDICS PTY LTD |  | Change to Group benefit
HW725 | 13 - Spinal | Pyrenees Cervical Plate System - Screw | Self-drilling, self-tapping and bone reduction screws | (3.5 - 4.7)mm diam x (10-20)mm length | STRYKER AUSTRALIA PTY LTD |  | Change to Group benefit
HW732 | 13 - Spinal | Cayman Thoracolumbar Plate System / Bone Screw | Self tapping screw, Ti | Length: 20mm to 60mm Diameter: 5mm and 7mm, titanium | STRYKER AUSTRALIA PTY LTD |  | Change to Group benefit
HW741 | 13 - Spinal | Caspian OC screw | The Caspian OC screw is used to fixate the Caspian OC plate to the occiput | 4.5mm diameter. 6-16mm length in 1mm increments 5.25mm diameter. 6-16mm length in 1mm increments | STRYKER AUSTRALIA PTY LTD |  | Change to Group benefit
HW773 | 13 - Spinal | KEYS Supplemental Screw | Dual lead thread bone screw | 5.5 - 6.0mm diameter, length 20-40mm | STRYKER AUSTRALIA PTY LTD |  | Change to Group benefit
HW777 | 13 - Spinal | Cayman United Bone Screw | Bone Screw | Length 20-60mm | STRYKER AUSTRALIA PTY LTD |  | Change to Group benefit
KN002 | 13 - Spinal | AMP Plate Centre Screw | Cage locking Screw , Ti Alloy | 10-20mm length | ALPHATEC AUSTRALIA PTY LTD |  | Change to Group benefit
PB038 | 13 - Spinal | DPS Spine System Single Locking Nut | Locking nut for pedicle screw. | One size | AUSTRALIAN PACIFIC MEDICAL PTY LTD |  | Change to Group benefit
BB230 | 13 - Spinal | Aesculap Spinal System | Set Screw - titanium | All sizes | B BRAUN AUSTRALIA PTY LTD |  | Change to Group benefit
NW017 | 13 - Spinal | Virage Closure Top | Closure Top and dome nut | One Size | BIOMET 3I AUSTRALIA PTY LIMITED |  | Change to Group benefit
NW018 | 13 - Spinal | Vitality Spine System - Set Screw | SET SCREW | One size only | BIOMET 3I AUSTRALIA PTY LIMITED |  | Change to Group benefit
DE661 | 13 - Spinal | Shoreline ACS Locking Cover | Locking cover for fixation of bone screws | 5-12mm | DEVICE TECHNOLOGIES AUSTRALIA PTY. LTD. |  | Change to Group benefit
DE666 | 13 - Spinal | Mariner Set Screw | Set Screw | 1 size | DEVICE TECHNOLOGIES AUSTRALIA PTY. LTD. |  | Change to Group benefit
DE671 | 13 - Spinal | icotec Pedicle System Set Screw | Set screw | one size only | DEVICE TECHNOLOGIES AUSTRALIA PTY. LTD. | Only to be reimbursed when used in patients with spinal tumours requiring regular magnetic resonance imaging (MRI) and/or computerised tomography (CT) imaging and or adjuvant radiotherapy and/or proton therapy. | Change to Group benefit
DE762 | 13 - Spinal | NorthStar OCT | NorthStar OCT Set Screw | One Size | DEVICE TECHNOLOGIES AUSTRALIA PTY. LTD. |  | Change to Group benefit
EY003 | 13 - Spinal | Reform Locking Cap | Locking Cap | 3.5mm to 5.5mm | E4 SURGICAL PTY LTD |  | Change to Group benefit
EY012 | 13 - Spinal | Reform POCT Cap Screw | Cap Screw | One size only | E4 SURGICAL PTY LTD |  | Change to Group benefit
EY035 | 13 - Spinal | Reform MIS Set Screw | Set Screw | 5.5 | E4 SURGICAL PTY LTD |  | Change to Group benefit
ER141 | 13 - Spinal | Signus Pedicle Screw System-Set Screw | Set Screw - as part of Signus Pedicle Screw System Construct | N/A | EMERGO ASIA-PACIFIC PTY. LIMITED |  | Change to Group benefit
ER181 | 13 - Spinal | SIGNUS DIPLOMAT DEFORMITY – Shear Nut | DIPLOMAT DEFORMITY – Shear Nut | N/A | EMERGO ASIA-PACIFIC PTY. LIMITED |  | Change to Group benefit
ER189 | 13 - Spinal | SIGNUS Contact Thoracolumbar Plating System-Locking Crown | SIGNUS Contact Thoracolumbar Plating System-Locking Crown | M12 x 0.75 mm | EMERGO ASIA-PACIFIC PTY. LIMITED |  | Change to Group benefit
ER224 | 13 - Spinal | SIGNUS Diplomat Pedicle Screw System - Set Screw | SIGNUS Diplomat Pedicle Screw System - Set Screw | dia 9.7mm x height 4.2mm | EMERGO ASIA-PACIFIC PTY. LIMITED |  | Change to Group benefit
ER287 | 13 - Spinal | Premia Spine Versalink Fixation System-Ring Nut/set screws | Premia Spine Versalink Fixation System-Nut/set screws | N/A | EMERGO ASIA-PACIFIC PTY. LIMITED |  | Change to Group benefit
ER313 | 13 - Spinal | Ulrich posterior OCT System (neon3)-Locking Screw | Ulrich posterior OCT System (neon3)-Locking Screw, nut | N/A | EMERGO ASIA-PACIFIC PTY. LIMITED |  | Change to Group benefit
ER335 | 13 - Spinal | Ulrich Pedicle Screw System-Locking screws | Ulrich Pedicle Screw System (cosmicMIA, uCentum, flamenco)-Locking screws | various | EMERGO ASIA-PACIFIC PTY. LIMITED |  | Change to Group benefit
ER353 | 13 - Spinal | Ulrich Anterior Distraction Device System (ADDplus)-Locking Screw | Ulrich Anterior Distraction Device System (ADDplus)-Locking Screw | one size | EMERGO ASIA-PACIFIC PTY. LIMITED |  | Change to Group benefit
ER408 | 13 - Spinal | LnK MIS Spinal System/PathLoc-L MIS Spinal System-Set Screw | LnK MIS Spinal System/PathLoc-L MIS Spinal System-Set Screw | dia 9.7mm x height 5.6mm | EMERGO ASIA-PACIFIC PTY. LIMITED |  | Change to Group benefit
ER437 | 13 - Spinal | LnK Posterior Cervical Fixation System/CastleLoc-S Posterior Cervical Fixation System-Set screw | LnK Posterior Cervical Fixation System/CastleLoc-S Posterior Cervical Fixation System-Set screw | Dia (6-7 mm) x Height (3.6-3.7 mm) | EMERGO ASIA-PACIFIC PTY. LIMITED |  | Change to Group benefit
ER449 | 13 - Spinal | LnK Spinal Fixation System/OpenLoc-L Spinal Fixation System-Set screws | LnK Spinal Fixation System/OpenLoc-L Spinal Fixation System-Set screws | dia (8.7-9.7mm) x height (5.0-5.6mm) | EMERGO ASIA-PACIFIC PTY. LIMITED |  | Change to Group benefit
ER514 | 13 - Spinal | e.Spine locking screw | Titanium locking screw for e.Spine hooks and e.Spine pedicular screws | One size | EMERGO ASIA-PACIFIC PTY. LIMITED |  | Change to Group benefit
ER552 | 13 - Spinal | Biedermann Motech MOSS Spinal Fixation System-Ti Lock Screw | Lock Screw | Various sizes | EMERGO ASIA-PACIFIC PTY. LIMITED |  | Change to Group benefit
ER577 | 13 - Spinal | Spinal Fixation System | Set Screw Spinal System | One size only | EMERGO ASIA-PACIFIC PTY. LIMITED |  | Change to Group benefit
ER627 | 13 - Spinal | Centurion Set Screw | Universal set screw | One size only | EMERGO ASIA-PACIFIC PTY. LIMITED |  | Change to Group benefit
ER628 | 13 - Spinal | SKYHAWK Set Screw | Set Screw for SKYHAWK Lateral Interbody Fusion System | One size only | EMERGO ASIA-PACIFIC PTY. LIMITED |  | Change to Group benefit
ER664 | 13 - Spinal | LnK AccelFix Spinal Fixation System-set screws | LnK AccelFix Spinal Fixation System set screws, star or hex type, Ti, sterile | Diameter: 8.7-9.7 mm Height: 5.0-5.6 mm | EMERGO ASIA-PACIFIC PTY. LIMITED |  | Change to Group benefit
GW001 | 13 - Spinal | WEGO Spinal Systems | Break off set screw | 5.5 mm | EQUINOX MEDICAL PTY LTD |  | Change to Group benefit
GW028 | 13 - Spinal | WEGO Spinal Systems | Set screws | All sizes | EQUINOX MEDICAL PTY LTD |  | Change to Group benefit
IY010 | 13 - Spinal | Katana Setscrew | The Katana Pedicle Screw System is intended to provide immobilization and stabilisation of spinal segments in skeletally mature patients, as an adjunct to fusion in the thoracic, lumbar and sacral spine. | standard | EVOLUTION SURGICAL PTY LTD |  | Change to Group benefit
IY011 | 13 - Spinal | BA Posterior Set Screw | BA Posterior Set Screw | Various | EVOLUTION SURGICAL PTY LTD |  | Change to Group benefit
IY039 | 13 - Spinal | Jazz Claw Posterior Fixation System (Set Screw) | Set Screw | one size | EVOLUTION SURGICAL PTY LTD |  | Change to Group benefit
IY068 | 13 - Spinal | Ulrich Medical Pedicle Screw System - Locking Screw | Ulrich Medical Pedicle Screw System - Locking Screw | One Size | EVOLUTION SURGICAL PTY LTD |  | Change to Group benefit
IY078 | 13 - Spinal | Life Spine Pedicle Screw System - Locking Cap | Life Spine Screw System (Nautilus, Avatar) - Locking Caps | One Size | EVOLUTION SURGICAL PTY LTD |  | Change to Group benefit
IY090 | 13 - Spinal | Z-Medicle Pedicle Screw System - Locking Screw | Z-Medicle Pedicle Screw System - Locking Screw | One Size | EVOLUTION SURGICAL PTY LTD |  | Change to Group benefit
IY100 | 13 - Spinal | VENTOTENE Set Screw | Standard Cannulated | 9.8mm diameter | EVOLUTION SURGICAL PTY LTD |  | Change to Group benefit
LB023 | 13 - Spinal | REVERE Locking Cap | Locking Cap | 4.5, 5.5 and 6.35mm | Globus Medical Australia Pty Limited |  | Change to Group benefit
LB123 | 13 - Spinal | CREO MIS Posterior Stabilization System - Locking Cap | Threaded Locking Cap | 9mm diameter | Globus Medical Australia Pty Limited |  | Change to Group benefit
LB147 | 13 - Spinal | CAPITOL Locking Cap | Non-threading locking cap | One size only | Globus Medical Australia Pty Limited |  | Change to Group benefit
LB154 | 13 - Spinal | QUARTEX Locking Cap | Threaded locking cap | One size only | Globus Medical Australia Pty Limited |  | Change to Group benefit
LB190 | 13 - Spinal | CREO DLX Threaded Locking Cap | Threaded Locking Cap | One Size Only | Globus Medical Australia Pty Limited |  | Change to Group benefit
HC017 | 13 - Spinal | KM Nut | Nut | Various sizes | Health Care Surgical Pty Ltd |  | Change to Group benefit
HC027 | 13 - Spinal | G2S Nut | locking nut | Nut | Health Care Surgical Pty Ltd |  | Change to Group benefit
HC032 | 13 - Spinal | SAXXO NUT | NUT | NUT 9.1 ,NUT 9.8 | Health Care Surgical Pty Ltd |  | Change to Group benefit
IB003 | 13 - Spinal | Vertefix II Locking Screw | Set/Locking Screw | One size only | Implament |  | Change to Group benefit
DY107 | 13 - Spinal | Carbon Fibre Cages | Stackable Cage Titanium Interface Screw Nuts | One size only | JOHNSON & JOHNSON MEDICAL PTY LTD |  | Change to Group benefit
JJ524 | 13 - Spinal | VIPER Spine System | Viper Single Innie Set Screw | One size | JOHNSON & JOHNSON MEDICAL PTY LTD |  | Change to Group benefit
JJ647 | 13 - Spinal | Expedium Spine System | EXPEDIUM Dual Innie Setscrew and Correction Key | 5.5-6.35 | JOHNSON & JOHNSON MEDICAL PTY LTD |  | Change to Group benefit
JJ656 | 13 - Spinal | SI Set Screw - Expedium Anterior Spine System | Single Innie Set Screw - Titanium | one size only | JOHNSON & JOHNSON MEDICAL PTY LTD |  | Change to Group benefit
JJ915 | 13 - Spinal | Expedium Spine System | Si and Unitised Screw Set | 4.35 -7.5mm | JOHNSON & JOHNSON MEDICAL PTY LTD |  | Change to Group benefit
JJ916 | 13 - Spinal | Mountaineer Spinal System | Inner screws and out nuts | One size only | JOHNSON & JOHNSON MEDICAL PTY LTD |  | Change to Group benefit
JJ942 | 13 - Spinal | Moss Miami Spinal System | Inner and outer screw, nuts and set screws | 3 - 6.5mm | JOHNSON & JOHNSON MEDICAL PTY LTD |  | Change to Group benefit
MN267 | 13 - Spinal | SYMPHONY OCT System | Set screws and locking nut | One size | JOHNSON & JOHNSON MEDICAL PTY LTD |  | Change to Group benefit
SY152 | 13 - Spinal | Universal Spine System (USS) | Set Screw | Standard | JOHNSON & JOHNSON MEDICAL PTY LTD |  | Change to Group benefit
SY174 | 13 - Spinal | Universal Spine System (USS) | Nut | Standard | JOHNSON & JOHNSON MEDICAL PTY LTD |  | Change to Group benefit
SY186 | 13 - Spinal | Posterior Cervical System | Nut | One size only | JOHNSON & JOHNSON MEDICAL PTY LTD |  | Change to Group benefit
SY286 | 13 - Spinal | USS llio-Sacral Fixation system | Locking Screw | one size only | JOHNSON & JOHNSON MEDICAL PTY LTD |  | Change to Group benefit
SY308 | 13 - Spinal | Axon Spinal System | Locking Set screw | One size only | JOHNSON & JOHNSON MEDICAL PTY LTD |  | Change to Group benefit
SY383 | 13 - Spinal | Synmesh | Locking Screw, Low Profile, For Synmesh End Rings | Small, Large | JOHNSON & JOHNSON MEDICAL PTY LTD |  | Change to Group benefit
SY440 | 13 - Spinal | Synapse | Locking Screw | One size | JOHNSON & JOHNSON MEDICAL PTY LTD |  | Change to Group benefit
SY796 | 13 - Spinal | Vertebral Body Replacement System | Endplate Screw | One Size | JOHNSON & JOHNSON MEDICAL PTY LTD |  | Change to Group benefit
JA016 | 13 - Spinal | Medyssey set screw | Set screw | 9.5 - 10mm | JOY SURGICAL PTY LTD |  | Change to Group benefit
KH060 | 13 - Spinal | Break off set screw and/or screw nut | Break off set screw, screw nut | 5.5mm | KH NXGEN (AUST) PTY LIMITED |  | Change to Group benefit
KH092 | 13 - Spinal | Set Screw | Set Screw | Diameter : 9.5 mm & 10 mm Length : 4.5 mm - 9.3 mm | KH NXGEN (AUST) PTY LIMITED |  | Change to Group benefit
KH098 | 13 - Spinal | RS8 Long Set Screw | RS8 Long Set Screw | Diameter : 9.5 mm / 10 mm Length : 4.5 mm / 5.0 mm / 9.3 mm | KH NXGEN (AUST) PTY LIMITED |  | Change to Group benefit
KB004 | 13 - Spinal | STERISPINE™ Set Screw | Sterile nut set screw or locking screw | One Size | KINETIX LIFESCIENCES PTY LTD |  | Change to Group benefit
KB005 | 13 - Spinal | Set Screw | Set screw with cross connector kit | One Size | KINETIX LIFESCIENCES PTY LTD |  | Change to Group benefit
KB013 | 13 - Spinal | AnyPlus and AnyPlus II Set Screw | Set Screw | One size only | KINETIX LIFESCIENCES PTY LTD |  | Change to Group benefit
JQ042 | 13 - Spinal | Invictus Set Screw | Locking Set Screw Ti Alloy | 3.5mm - 6.5mm polyaxial screw set screws, open or closed | LE CHEMINANT, DAVID E |  | Change to Group benefit
LH452 | 13 - Spinal | DSS Breaking Nut | The DSS Breaking Nut is a set screw that locks the DSS pedicle screw for final tightening. It is an integral part of the DSS pedicle screw system, is used every time and can not be used on its own. | One size only | LIFEHEALTHCARE PTY LIMITED |  | Change to Group benefit
LH456 | 13 - Spinal | DSS Fusion Coupler Set Screw | The DSS Fusion Coupler set screw locks the telescoping fusion couplers rigidly in place. This set screw can only be used for this purpose, is used every case and can not be used for any other purpose. | DIA700-04 for 20mm - 22mm fusion coupler DIA70022-04 for 22mm - 25mm / 25mm - 31mm / 31mm - 43mm fusion couplers | LIFEHEALTHCARE PTY LIMITED |  | Change to Group benefit
LH486 | 13 - Spinal | DSS HP Spinal System - Set Screw | Set Screw | one size | LIFEHEALTHCARE PTY LIMITED |  | Change to Group benefit
LH711 | 13 - Spinal | Athena Nut | Buttress Locking Cap for poly axial tulip | Standard - one size only | LIFEHEALTHCARE PTY LIMITED |  | Change to Group benefit
LH749 | 13 - Spinal | Nut for Screw or connector | Nut for screw or connector | one size for each type | LIFEHEALTHCARE PTY LIMITED |  | Change to Group benefit
LM405 | 13 - Spinal | Fortex Pedicle Screw Set Screw | Pedicle Screw Set | 3.1mm height | LMT SURGICAL PTY LTD |  | Change to Group benefit
LM414 | 13 - Spinal | Certex Spinal Implant System Cap | Cap | One Size Only | LMT SURGICAL PTY LTD |  | Change to Group benefit
LM438 | 13 - Spinal | Amendia Savannah T Pedicle Screw System-Set Screws | Pedicle Screw System-Set Screws | one size | LMT SURGICAL PTY LTD |  | Change to Group benefit
LM442 | 13 - Spinal | Excella System Locking Cap | Excella Pedicle Screw System Locking Cap | one size | LMT SURGICAL PTY LTD |  | Change to Group benefit
LM509 | 13 - Spinal | Break off set-screw | Break off set-screw | No size | LMT SURGICAL PTY LTD |  | Change to Group benefit
BF008 | 13 - Spinal | Smartloc Spinal Fixation System / Set Screw | Set screw for poyaxial pedicle screw | 8mm diameter, 5mm height | MATRIX MEDICAL INNOVATIONS PTY LTD |  | Change to Group benefit
BF017 | 13 - Spinal | Redmond Lumbar Cage System - Locking Cap | Titanium locking cap | Diameter: 3mm; Length: 4mm or 6mm | MATRIX MEDICAL INNOVATIONS PTY LTD |  | Change to Group benefit
BF027 | 13 - Spinal | Locking Element | Locking Element for Screws and Connectors | std or 45 degree | MATRIX MEDICAL INNOVATIONS PTY LTD | Only to be reimbursed when used in patients with spinal tumours requiring regular magnetic resonance imaging (MRI) and/or computerised tomography (CT) imaging and or adjuvant radiotherapy and/or proton therapy. | Change to Group benefit
MU107 | 13 - Spinal | M.U.S.T. Set Screw | Set Screw | One Size | MEDACTA AUSTRALIA PTY. LTD. |  | Change to Group benefit
MU162 | 13 - Spinal | MUST MINI Screws | Set Screw / Locking Screw | Varius | MEDACTA AUSTRALIA PTY. LTD. |  | Change to Group benefit
MC394 | 13 - Spinal | CD Horizon | Set screw | Each in one size | MEDTRONIC AUSTRALASIA PTY LTD |  | Change to Group benefit
MC399 | 13 - Spinal | TSRH Spinal Implant System | 3D - Nut, Eyebolt locknot, locknut 1/2 inch, locking screws, double hex, flush break, universal breakoff | Each in one size | MEDTRONIC AUSTRALASIA PTY LTD |  | Change to Group benefit
MC504 | 13 - Spinal | CD Horizon | Breakoff Set Screw | 25 - 55mm | MEDTRONIC AUSTRALASIA PTY LTD |  | Change to Group benefit
MC546 | 13 - Spinal | Vertex Spinal System | Set screw | One size only | MEDTRONIC AUSTRALASIA PTY LTD |  | Change to Group benefit
MC609 | 13 - Spinal | CD Horizon Spinal System | Percutaneous Set Screw | 4.5 to 6.35mm dia | MEDTRONIC AUSTRALASIA PTY LTD |  | Change to Group benefit
MC615 | 13 - Spinal | Vantage | Vantage Plates and Screws; Lock Nut | One Size Only | MEDTRONIC AUSTRALASIA PTY LTD |  | Change to Group benefit
MC667 | 13 - Spinal | SiLo | Set Screw | One Size only | MEDTRONIC AUSTRALASIA PTY LTD |  | Change to Group benefit
MC674 | 13 - Spinal | CD HORIZON Spinal System - Set Screw | Set Screw | 3.5mm - 6.35mm | MEDTRONIC AUSTRALASIA PTY LTD |  | Change to Group benefit
MI262 | 13 - Spinal | Infinity Spinal System | Set screw | Standard, flat | MEDTRONIC AUSTRALASIA PTY LTD |  | Change to Group benefit
MI459 | 13 - Spinal | PASS Polyaxial Spine System | Breakaway Nut, Break off set screw, Revision Post and Nut Set Screw | One size | MEDTRONIC AUSTRALASIA PTY LTD |  | Change to Group benefit
MI468 | 13 - Spinal | Locking Nut | Locking Nut | All sizes | MEDTRONIC AUSTRALASIA PTY LTD |  | Change to Group benefit
MI522 | 13 - Spinal | CD Horizon™ ModuLeX™ 5.5 Spinal System - Set Screw | Set Screw | One size only | MEDTRONIC AUSTRALASIA PTY LTD |  | Change to Group benefit
NV022 | 13 - Spinal | VuePoint screw (inner set) | Screw | Tulip & Laminar Hook; Offset & Occipital Connector; Parallel Rod Connector; Inline Rod Connector; Cross Connector | NUVASIVE (AUST/NZ) PTY LTD |  | Change to Group benefit
NV032 | 13 - Spinal | Traverse Lock Nut | The Traverse system, of which the Traverse lock nut is a component, is indicated for use as an adjunct to fusion via a lateral or anterolateral surgical approach, above the bifurcation of the great vessels, in the treatment of thoracic and thoracolumbar | One Size | NUVASIVE (AUST/NZ) PTY LTD |  | Change to Group benefit
NV061 | 13 - Spinal | Armada (Lock Screw) | Lock screw | One Size | NUVASIVE (AUST/NZ) PTY LTD |  | Change to Group benefit
NV077 | 13 - Spinal | X-CORE (Lock Screw) | Lock screw | Small and Large | NUVASIVE (AUST/NZ) PTY LTD |  | Change to Group benefit
NV085 | 13 - Spinal | Precept (Lock Screw) | Lock Screw | one size | NUVASIVE (AUST/NZ) PTY LTD |  | Change to Group benefit
NV113 | 13 - Spinal | Reline (Lock Screw) | Lock Screw | Open or Closed | NUVASIVE (AUST/NZ) PTY LTD |  | Change to Group benefit
OH574 | 13 - Spinal | Samson - Expandable Vertebral Body Replacement - End Plate Screw | End Plate Screw | One Size | Orthotech Pty Ltd |  | Change to Group benefit
OH581 | 13 - Spinal | Venus Spinal Fixation System - Nut/Set Screw/Locking Screw | Venus - Nut/Set Screw/Locking Screw | Various Sizes | Orthotech Pty Ltd |  | Change to Group benefit
PC016 | 13 - Spinal | Redmond Lumbar Cage System - Locking Cap | Titanium locking cap | Diameter: 3mm; Length: 4mm or 6mm | PRECISION SURGICAL PTY LTD |  | Change to Group benefit
PZ024 | 13 - Spinal | Centaur Set Screw, Centaur Screw System | Set Screw | Small, Standard and Large | Prism Surgical Designs Pty Ltd |  | Change to Group benefit
PZ062 | 13 - Spinal | Centaur Spinal System | Setscrew | 9mm-11.5mm | Prism Surgical Designs Pty Ltd |  | Change to Group benefit
RI011 | 13 - Spinal | Streamline TL/Streamline MIS - Set Screw | Set Screw for Locking Streamline TL polyaxial and fixed pedicle screws, offset connectors and parallel connectors and Streamline MIS Cannulated Polyaxial Screws | one size | RTI Surgical Australia Pty Ltd |  | Change to Group benefit
RI035 | 13 - Spinal | HPS™ Set Screw | Set Screw | One size only | RTI Surgical Australia Pty Ltd |  | Change to Group benefit
RI044 | 13 - Spinal | HPS™ 2.0 Set Screw | Set Screw | One size only | RTI Surgical Australia Pty Ltd |  | Change to Group benefit
SF107 | 13 - Spinal | Freedom Set Screw | Freedom Set Screw | 5.5mm | SIGNATURE ORTHOPAEDICS PTY LTD |  | Change to Group benefit
SF172 | 13 - Spinal | Freedom Posterior Set Screw | Freedom Posterior Set Screw | Various | SIGNATURE ORTHOPAEDICS PTY LTD |  | Change to Group benefit
UT013 | 13 - Spinal | SOLFIX2 Set Screw | Set screw | One size | SOUTHERN CROSS SURGICAL PTY LTD |  | Change to Group benefit
DU002 | 13 - Spinal | Perla Posterior Cervico-Thoracic Fixation System - Set Screw | Set screws for Perla spinal fixation system: set screws, extended set screws, hexagonal set screws | One size only | SPINEART AUSTRALIA PTY. LTD. |  | Change to Group benefit
DU019 | 13 - Spinal | Romeo 2/Romeo 2 MIS Posterior Thoraco-lumbar Fixation System - Set Screw | Set screw | One size only | SPINEART AUSTRALIA PTY. LTD. |  | Change to Group benefit
DU042 | 13 - Spinal | Perla TL Posterior thoraco-lumbar fixation system - setscrew | Setscrew | one size | SPINEART AUSTRALIA PTY. LTD. |  | Change to Group benefit
HW751 | 13 - Spinal | K2M Spinal Systems Set Screws | Set Screw | Diameter: 5-9mm | STRYKER AUSTRALIA PTY LTD |  | Change to Group benefit
JV001 | 13 - Spinal | Everest | Breakoff Set Screw | One size only | STRYKER AUSTRALIA PTY LTD |  | Change to Group benefit
SK112 | 13 - Spinal | XIA/Oasys Spine System | Buttress thread locking nut | 3.5mm - 6mm | STRYKER AUSTRALIA PTY LTD |  | Change to Group benefit
SQ102 | 13 - Spinal | RESPONSE Spine System – Set Screw | Set Screw | Small, Large | Surgical Specialties Pty Limited |  | Change to Group benefit
SQ122 | 13 - Spinal | RESPONSE Spine System - BandLoc Screw | Set Screw | Large | Surgical Specialties Pty Limited |  | Change to Group benefit
VB008 | 13 - Spinal | Lumfix Set Screw | Std or Saddle | 9.9 mm outer diameter , 5.5 or 6mm rod | VICKI PARTRIDGE PTY LTD |  | Change to Group benefit
DE699 | 13 - Spinal | NorthStar / Sierra OCT Occipital Clamp | Occipital Clip / Eyelet | One Size | DEVICE TECHNOLOGIES AUSTRALIA PTY. LTD. |  | Change to Group benefit
LB214 | 13 - Spinal | CREO® Side Loading Locking Sleeve | Integrated nut and sleeve | 5.5-6.0mm | Globus Medical Australia Pty Limited |  | Change to Group benefit
MN260 | 13 - Spinal | SYMPHONY OCT System | Cross connector head adapter | One size | JOHNSON & JOHNSON MEDICAL PTY LTD |  | Change to Group benefit
SY151 | 13 - Spinal | Universal Spine System (USS) | Sleeve | 5 – 6 mm | JOHNSON & JOHNSON MEDICAL PTY LTD |  | Change to Group benefit
MI484 | 13 - Spinal | PASS Pedicle Spine System Connector | PASS Pedicle Spine System offset connector | 5.5 & 6.0mm rod | MEDTRONIC AUSTRALASIA PTY LTD |  | Change to Group benefit
HW445 | 13 - Spinal | Oasys-Occipito Cervico Thoracic System (Saddle) | Saddle Connector | one size only | STRYKER AUSTRALIA PTY LTD |  | Change to Group benefit
IY014 | 13 - Spinal | NAJA ligament correction system | Braid and Connector | 5.5 and 6mm diameter, left side and right side. | EVOLUTION SURGICAL PTY LTD |  | Change to Group benefit
IY040 | 13 - Spinal | Jazz Sublaminar Band | Sublaminar Band for use with Jazz Claw Connector | 1 size | EVOLUTION SURGICAL PTY LTD |  | Change to Group benefit
IY041 | 13 - Spinal | Jazz Posterior Fixation System | System of Polyester Braid, connector and locking screw | 4mm braid, 3.5-6mm connector | EVOLUTION SURGICAL PTY LTD |  | Change to Group benefit
IY042 | 13 - Spinal | Jazz Posterior Fixation System - Multipurpose Connector | Polyester braid, connector and set screw | 5.5mm diameter | EVOLUTION SURGICAL PTY LTD |  | Change to Group benefit
LB109 | 13 - Spinal | SILC™ PET Band | PET Band | 4 -6mm | Globus Medical Australia Pty Limited |  | Change to Group benefit
NV159 | 13 - Spinal | Versatie Band | PET Band | 4.5mm - 5.5mm | NUVASIVE (AUST/NZ) PTY LTD |  | Change to Group benefit
SQ123 | 13 - Spinal | RESPONSE Spine System - BandLoc, BandLoc Duo | Clamp and Band Assembly | Single, Dual Band | Surgical Specialties Pty Limited |  | Change to Group benefit
ER660 | 13 - Spinal | LnK AccelFix Spnal Fixation System-connector-in line | LnK AccelFix Spnal Fixation System-connector-axial straight or domino | To accommodate rod diameters of 5.2-6.5 mm Length 30-40 mm or (14-16) x 16 mm | EMERGO ASIA-PACIFIC PTY. LIMITED |  | Change to ARTG
MI461 | 13 - Spinal | PASS Pedicle Spine System Connectors | PASS Pedicle Spine System Connectors | 5.5 & 6.0 mm rods | MEDTRONIC AUSTRALASIA PTY LTD |  | Change to ARTG
MI458 | 13 - Spinal | PASS Polyaxial Screw System Crosslinks | PASS Polyaxial Screw System Crosslinks | 5.5mm: 22-48 x 34-62; small and medium | MEDTRONIC AUSTRALASIA PTY LTD |  | Change to ARTG
HW783 | 13 - Spinal | Yukon Head to Head Connectors | Head to Head transverse connector | 21-55mm | STRYKER AUSTRALIA PTY LTD |  | Change to ARTG
PB012 | 13 - Spinal | DPS Spine System - Transconnector Adjustable | Adjustable transconnector for spinal fixation system. | Diameter 5.5/6.0mm; Adjustable lengths: 34-39mm, 38-49mm, 48-68mm. | AUSTRALIAN PACIFIC MEDICAL PTY LTD |  | Change to Group benefit
BB229 | 13 - Spinal | Aesculap Spinal System | Cross, Domino, Axial, Lateral Connector | All Sizes | B BRAUN AUSTRALIA PTY LTD |  | Change to Group benefit
NW027 | 13 - Spinal | Virage Head to Head Transverse Connector | Transverse Connector Adjustable | XS, S, M, L, XL | BIOMET 3I AUSTRALIA PTY LIMITED |  | Change to Group benefit
NW028 | 13 - Spinal | Vitality Spine System - Multi-Span Cross Connector | Adjustable length cross connector, titanium | 33-36mm Wide X 5.5mm - 70-90mm Wide X 6.0mm | BIOMET 3I AUSTRALIA PTY LIMITED |  | Change to Group benefit
DE668 | 13 - Spinal | Mariner CrossBar | Adjustable Cross link | Small 33-41mm Medium 39-52mm Large 50-75mm | DEVICE TECHNOLOGIES AUSTRALIA PTY. LTD. |  | Change to Group benefit
DE672 | 13 - Spinal | icotec Pedicle System Cross Link | Adjustable cross link | 30-34mm 33-42mm 40-53mm 50-70mm | DEVICE TECHNOLOGIES AUSTRALIA PTY. LTD. |  | Change to Group benefit
DE768 | 13 - Spinal | NorthStar OCT | NorthStar OCT Crossbar - Screw to Screw, Screw to Rod Connector, Rod to Rod | 3.5 & 4mm SM: 21-26mm MD: 24-32mm LG: 34-44mm | DEVICE TECHNOLOGIES AUSTRALIA PTY. LTD. |  | Change to Group benefit
EY007 | 13 - Spinal | Reform Crosslinks | Crosslinks Adjustable | Length 20mm to 100mm | E4 SURGICAL PTY LTD |  | Change to Group benefit
EY011 | 13 - Spinal | Reform POCT Cross Connector | Cross Connector | Diameter 3.5mm | E4 SURGICAL PTY LTD |  | Change to Group benefit
ER316 | 13 - Spinal | Ulrich posterior OCT System (neon3)-Connector, transverse | Ulrich posterior OCT System (neon3)- Crosslink, adjustable, screw to screw and rod to rod | length adjustable within range of 34-50 mm | EMERGO ASIA-PACIFIC PTY. LIMITED |  | Change to Group benefit
ER328 | 13 - Spinal | SIGNUS Diplomat Pedicle Screw System – Transverse Connector, adjustable | SIGNUS Diplomat Pedicle Screw System – Cross Connector, adjustable | small 35-45mm medium 41-58mm large 54-82mm | EMERGO ASIA-PACIFIC PTY. LIMITED |  | Change to Group benefit
ER337 | 13 - Spinal | Ulrich Pedicle Screw System-Transverse connectors, adjustable | Ulrich Pedicle Screw System (uCentum,flamenco)-crosslink connectors, adjustable, with or without hook | closed (35-92) mm x open (43-107 mm) | EMERGO ASIA-PACIFIC PTY. LIMITED |  | Change to Group benefit
ER451 | 13 - Spinal | LnK Spinal Fixation System/OpenLoc-L Spinal Fixation System-Connector, transverse, adjustable | LnK Spinal Fixation System/OpenLoc-L Spinal Fixation System-Connector, transverse, adjustable | closed 30-50mm; extended 34-74 mm | EMERGO ASIA-PACIFIC PTY. LIMITED |  | Change to Group benefit
ER527 | 13 - Spinal | LnK Posterior Cervical Fixation System/CastleLoc-S Posterior Cervical Fixation System-Crosslink | LnK Posterior Cervical Fixation System/CastleLoc-S Posterior Cervical Fixation System-Crosslink Plate Type, Bar type, Hybrid Type, non-sterile or sterile | closed 29-42 mm; extended 34-58 mm | EMERGO ASIA-PACIFIC PTY. LIMITED |  | Change to Group benefit
ER584 | 13 - Spinal | Spinal Fixation System | Multi Axial Cross Connector Assembly – Titanium/Lateral Offset | 5.5mm-80mm | EMERGO ASIA-PACIFIC PTY. LIMITED |  | Change to Group benefit
ER632 | 13 - Spinal | Centurion Cross Connectors | Adjustable Cross Connector | 20mm – 50mm in 5mm increments | EMERGO ASIA-PACIFIC PTY. LIMITED |  | Change to Group benefit
ER657 | 13 - Spinal | Biedermann Motech MOSS Spinal Fixation System-Ti Cross Connector-adjustable | Biedermann Motech MOSS Spinal Fixation System-Ti Cross Connector-adjustable, compatible with dia 5.5 mm and 6.0 mm MOSS Rods | 35-100 mm | EMERGO ASIA-PACIFIC PTY. LIMITED |  | Change to Group benefit
ER666 | 13 - Spinal | LnK AccelFix Spinal Fixation System-connector, lateral, adjustable | AccelFix Spinal Fixation System-connector, lateral, adjustable | Diameter: 5.2-6.5 mm Lentgth: Adjustable from (28-35) mm to (52-83) mm | EMERGO ASIA-PACIFIC PTY. LIMITED |  | Change to Group benefit
GW050 | 13 - Spinal | WEGO Spinal Systems | Connectors | All Sizes | EQUINOX MEDICAL PTY LTD |  | Change to Group benefit
IY018 | 13 - Spinal | Katana Connector | Adjustable | Extra Small to Large, 22-44 x 28-60 | EVOLUTION SURGICAL PTY LTD |  | Change to Group benefit
IY019 | 13 - Spinal | BA Posterior Screw Rod to Rod Connector | Rod to Rod Connector | 25-66mm | EVOLUTION SURGICAL PTY LTD |  | Change to Group benefit
IY020 | 13 - Spinal | BA Posterior Screw Head to Head Connector | BA Posterior Screw Head to Head Connector | 25-66mm | EVOLUTION SURGICAL PTY LTD |  | Change to Group benefit
IY069 | 13 - Spinal | Ulrich Medical Pedicle Screw System - Crosslinks | Ulrich Medical Pedicle Screw System - Crosslinks | XXS-XL | EVOLUTION SURGICAL PTY LTD |  | Change to Group benefit
IY079 | 13 - Spinal | Life Spine Pedicle Screw System - Transverse Connectors, Adjustable | Life Spine Pedicle Screw System - Transverse Connectors, Adjustable. Arched or Straight | Closed (25-90)mm x Open (32-100)mm | EVOLUTION SURGICAL PTY LTD |  | Change to Group benefit
LB026 | 13 - Spinal | REVERE Cross Connectors | Cross Connectors | 4.5mm 20mm-78mm 5.5mm 29mm-91mm 6.35mm 29-90mm | Globus Medical Australia Pty Limited |  | Change to Group benefit
LB030 | 13 - Spinal | REVERE H-LINK | Transverse Connector with integral Rods | 5.5mm - 6.35mm Rod with 38mm - 71mm transverse connector and 40 - 45mm rod | Globus Medical Australia Pty Limited |  | Change to Group benefit
LB057 | 13 - Spinal | ELLIPSE Stabilization System, Top Loading T-Connector | T-Connector | 21mm - 56mm | Globus Medical Australia Pty Limited |  | Change to Group benefit
LB086 | 13 - Spinal | CREO Stabilization System Cross Connector | The CREO Stabilization System implants are non-cervical spinal fixation intended for posterior pedicle screw fixation, posterior hook fixation or anterolateral fixation. | 4.75 and 5.5, 30-91mm | Globus Medical Australia Pty Limited |  | Change to Group benefit
LB159 | 13 - Spinal | QUARTEX T-Connectors | Rod to Rod and Head to Head T-Connectors | 21mm to 57mm - 27mm to 63mm | Globus Medical Australia Pty Limited |  | Change to Group benefit
LB186 | 13 - Spinal | CREO DLX Cross Connector | Adjustable Cross Connectors | 20mm-78mm to 22mm-91mm | Globus Medical Australia Pty Limited |  | Change to Group benefit
LB216 | 13 - Spinal | CREO® Cross Connector | Cross Connector | 20-78mm to 22-91mm | Globus Medical Australia Pty Limited |  | Change to Group benefit
IB002 | 13 - Spinal | Vertefix ll Locking screw | Transverse connector rod system | One size only | Implament |  | Change to Group benefit
DP412 | 13 - Spinal | Moss Miami (Titanium) | Transverse Connector - Complete | One size only | JOHNSON & JOHNSON MEDICAL PTY LTD |  | Change to Group benefit
JJ767 | 13 - Spinal | Expedium SFX Cross Connector System | Variable Length Cross Connector | 26mm - 100 mm Length, 4.5, 5.5, 6.35mm rod diameter | JOHNSON & JOHNSON MEDICAL PTY LTD |  | Change to Group benefit
MN259 | 13 - Spinal | SYMPHONY OCT System | Rod to rod cross connectors | 20-64mm | JOHNSON & JOHNSON MEDICAL PTY LTD |  | Change to Group benefit
SY250 | 13 - Spinal | Universal Spine System | Low Profile Transconnector | 18-83mm length | JOHNSON & JOHNSON MEDICAL PTY LTD |  | Change to Group benefit
SY398 | 13 - Spinal | Axon Spinal System - Transconnector | Axon Transconnector | 60mm - 75mm | JOHNSON & JOHNSON MEDICAL PTY LTD |  | Change to Group benefit
SY569 | 13 - Spinal | Spinal Fixation System | Matrix Snap-on Transconnector | 21mm - 90mm Length | JOHNSON & JOHNSON MEDICAL PTY LTD |  | Change to Group benefit
KH061 | 13 - Spinal | Crosslink | Crosslink Connector | 20-80mm Length | KH NXGEN (AUST) PTY LIMITED |  | Change to Group benefit
KH091 | 13 - Spinal | Crosslink | Crosslink | Diameter : 5.5 mm & 6.0 mm Length : 32 mm - 75 mm | KH NXGEN (AUST) PTY LIMITED |  | Change to Group benefit
LH578 | 13 - Spinal | Pine Adjustable Cross Link | Rod - Rod Connector | 30-80mm | LIFEHEALTHCARE PTY LIMITED |  | Change to Group benefit
LM406 | 13 - Spinal | Capless LI Pedicle screw system - X Link cross connector - Variable | Titanium, lowprofile transverse dual articulation crossconnector | Low profile, Multiple sizes, 37-80mm | LMT SURGICAL PTY LTD |  | Change to Group benefit
LM419 | 13 - Spinal | Certex Spinal Implant System Connector Adjustable | Connector Adjustable | 3.5mm x 28-33mm to 42-58mm | LMT SURGICAL PTY LTD |  | Change to Group benefit
LM446 | 13 - Spinal | Excella System Connectors | Pedicle Screw System Rod Connectors - Transverse adjustable | Fits 5.5 or 6mm rods Various sizes from 39 to 81 mm | LMT SURGICAL PTY LTD |  | Change to Group benefit
BF007 | 13 - Spinal | Smartloc Spinal Fixation System/Transverse Link | Cross link for Smartloc Spinal Fixation System | Telescopes to 70mm | MATRIX MEDICAL INNOVATIONS PTY LTD |  | Change to Group benefit
MU124 | 13 - Spinal | M.U.S.T LINK - Cross Connector | Cross Connector | 19-100mm | MEDACTA AUSTRALIA PTY. LTD. |  | Change to Group benefit
MU204 | 13 - Spinal | M.U.S.T. Mini Cross Connectors | Top Loading Cross Connectors | 21-68 mm | MEDACTA AUSTRALIA PTY. LTD. |  | Change to Group benefit
MC590 | 13 - Spinal | Vertex Reconstruction System | Crosslink/Bar | Extra small to large | MEDTRONIC AUSTRALASIA PTY LTD |  | Change to Group benefit
MI266 | 13 - Spinal | Infinity Spinal System | Crosslink Connector | Small, medium, large | MEDTRONIC AUSTRALASIA PTY LTD |  | Change to Group benefit
MI291 | 13 - Spinal | CD Horizon | Crosslink Plates - Adjustable | 10 to 200mm | MEDTRONIC AUSTRALASIA PTY LTD |  | Change to Group benefit
MI475 | 13 - Spinal | Adjustable Crosslinks | Adjustable Crosslinks | All sizes | MEDTRONIC AUSTRALASIA PTY LTD |  | Change to Group benefit
NV047 | 13 - Spinal | Armada | Arch, adjustable transverse connector | 20-70mm | NUVASIVE (AUST/NZ) PTY LTD |  | Change to Group benefit
NV118 | 13 - Spinal | Reline (Adjustable Cross Connector) | Adjustable Cross Connector | 20-100mm length; to fit 4.5-6mm rod diameter | NUVASIVE (AUST/NZ) PTY LTD |  | Change to Group benefit
PZ027 | 13 - Spinal | Centaur Cross Connector, Centaur Screw System | Cross Connector - rod to rod - Adjustable | 10mm - 90mm | Prism Surgical Designs Pty Ltd |  | Change to Group benefit
PZ063 | 13 - Spinal | Centaur Spinal System | Cross Connector - rod to rod - adjustable | 26mm-82mm | Prism Surgical Designs Pty Ltd |  | Change to Group benefit
RI018 | 13 - Spinal | Streamline TL- Variable Crosslink | Transverse rod to rod connector, Adjustable (Titanium Alloy) | Small, medium,and large sizes, with lengths ranging from 37mm-85mm. | RTI Surgical Australia Pty Ltd |  | Change to Group benefit
SF015 | 13 - Spinal | Centaur Cross Connector, Centaur Screw System | Cross Connector - rod to rod - Adjustable | 10mm - 90mm | SIGNATURE ORTHOPAEDICS PTY LTD |  | Change to Group benefit
SF179 | 13 - Spinal | Freedom Posterior Screw Rod to Rod Connector | Rod to Rod Connector | 25-66mm | SIGNATURE ORTHOPAEDICS PTY LTD |  | Change to Group benefit
SF180 | 13 - Spinal | Freedom Posterior Screw Head to Head Connector | Freedom Posterior Screw Head to Head Connector | 25-66mm | SIGNATURE ORTHOPAEDICS PTY LTD |  | Change to Group benefit
UT014 | 13 - Spinal | SOLFIX2 Cross Links | Cross links | 29mm - 63mm | SOUTHERN CROSS SURGICAL PTY LTD |  | Change to Group benefit
DU005 | 13 - Spinal | Perla Posterior Cervico-Thoracic Fixation System - Cross Connector | Adjustable rod-to-rod cross connectors | RTR - Length: 21-23mm, 23-26mm, 26-32mm, 32-44mm, 44-45mm | SPINEART AUSTRALIA PTY. LTD. |  | Change to Group benefit
DU023 | 13 - Spinal | Romeo 2 Posterior Thoraco-lumbar Fixation System - Multiaxial Cross Connector | Multiaxial cross connector, Multiaxial pre-bent cross connector | Length: 33 - 36mm, 36-43mm, 43-55mm, 55-80mm | SPINEART AUSTRALIA PTY. LTD. |  | Change to Group benefit
DU049 | 13 - Spinal | Perla TL Posterior thoraco-lumbar fixation system - cross connector (adjustable) | Multiaxial cross connector - straight or pre-bent | Length: 30-31mm, 31-33mm, 33-36mm, 36-43mm, 43-55mm, 55-80 mm | SPINEART AUSTRALIA PTY. LTD. |  | Change to Group benefit
HW390 | 13 - Spinal | XIA Spine System | Cross Link | Length 20mm - 99mm | STRYKER AUSTRALIA PTY LTD |  | Change to Group benefit
HW728 | 13 - Spinal | K2M Spinal Systems | Transverse Connector | 3.5 – 5.5mm rod /rail diameter 14 - 93mm width | STRYKER AUSTRALIA PTY LTD |  | Change to Group benefit
SQ096 | 13 - Spinal | RESPONSE Spine System – Cross Connector | Cross Connector | XS - XL 20-80mm | Surgical Specialties Pty Limited |  | Change to Group benefit
VB009 | 13 - Spinal | Lunfix Cross Connector | Adjustable Cross Connector | (20-80) minimum sie to (25-98)mm expanded size | VICKI PARTRIDGE PTY LTD |  | Change to Group benefit
PB013 | 13 - Spinal | DPS Spine System - Hook | Hook for spinal fixation system. | Laminar and Pedicle; Diameter 5.5/6.0mm, Width - Broad, narrow; Left and Right | AUSTRALIAN PACIFIC MEDICAL PTY LTD |  | Change to Group benefit
BB002 | 13 - Spinal | Aesculap Hook System | Pedicle, Lamina, Thoracic and Offset Hooks | All Sizes | B BRAUN AUSTRALIA PTY LTD |  | Change to Group benefit
NW029 | 13 - Spinal | Virage Hooks | Virage Hooks | 6mm and 8mm | BIOMET 3I AUSTRALIA PTY LIMITED |  | Change to Group benefit
DE767 | 13 - Spinal | NorthStar OCT | NorthStar OCT Hook | 4.5 & 6.0mm | DEVICE TECHNOLOGIES AUSTRALIA PTY. LTD. |  | Change to Group benefit
DE790 | 13 - Spinal | Mariner Hooks | Lamina, Pedicle, Angled & Offset Hooks | 5.5-10.5 Heights 4.5-9.0 Widths | DEVICE TECHNOLOGIES AUSTRALIA PTY. LTD. |  | Change to Group benefit
EY006 | 13 - Spinal | Reform Hooks | Hooks and Reduction Hooks | Various | E4 SURGICAL PTY LTD |  | Change to Group benefit
ER179 | 13 - Spinal | SIGNUS DIPLOMAT DEFORMITY System – Lamina Hook | DIPLOMAT DEFORMITY System with lamina hook | 5.0;7.5;10.0 mm | EMERGO ASIA-PACIFIC PTY. LIMITED |  | Change to Group benefit
ER317 | 13 - Spinal | Ulrich posterior OCT System (neon3)-Hooks | Ulrich posterior OCT System (neon3)-Hooks, counter hooks, right/left, short/long | short to long | EMERGO ASIA-PACIFIC PTY. LIMITED |  | Change to Group benefit
ER336 | 13 - Spinal | Ulrich Pedicle Screw System-Hooks | Ulrich Pedicle Screw System (uCentum, flamenco)-Hooks, pedicle,lamina, offset (left or right) | width (5-9 mm) x length (5-11 mm) | EMERGO ASIA-PACIFIC PTY. LIMITED |  | Change to Group benefit
ER517 | 13 - Spinal | e.Spine Hook | Titanium Spine hook | Transverse process. Pedicular, Lumbar laminar, Thoracic laminar, Right offset lumbar laminar, Left offset lumbar laminar and raised body lumbar laminar hook, Progressive blade (small, medium, large), Pedicle (small, medium, large), Reduced blade (small, medium, large), Large blade (small, medium, large), and Laminar (Left offset - Reduced, Right offset - Reduced) | EMERGO ASIA-PACIFIC PTY. LIMITED |  | Change to Group benefit
ER550 | 13 - Spinal | Biedermann Motech MOSS Spinal Fixation System-Ti Hooks | Pedicle Hook, Laminar Hook | Various sizes | EMERGO ASIA-PACIFIC PTY. LIMITED |  | Change to Group benefit
ER633 | 13 - Spinal | Blackstone - Posterior Hook | Titanium | Large/Angled/Offset/Left/Right/Narrow/Wide/ThoracicLaminar/Lumbar Laminar | EMERGO ASIA-PACIFIC PTY. LIMITED |  | Change to Group benefit
ER634 | 13 - Spinal | Centurion Cervical Hooks | Cervical Hooks | 4.5mm and 6.0mm | EMERGO ASIA-PACIFIC PTY. LIMITED |  | Change to Group benefit
ER667 | 13 - Spinal | LnK AccelFix Spinal Fixation System-hooks | AccelFix Spinal Fixation System hooks standard, pedicle, angled or offset, Ti, sterile | Diameter: 5.6-6.2 mm | EMERGO ASIA-PACIFIC PTY. LIMITED |  | Change to Group benefit
GW019 | 13 - Spinal | WEGO Spinal Systems | Hooks - various | Small, medium, large | EQUINOX MEDICAL PTY LTD |  | Change to Group benefit
IY021 | 13 - Spinal | Katana Hook | The Katana Pedicle Screw System is intended to provide immobilization and stabilisation of spinal segments in skeletally mature patients, as an adjunct to fusion in the thoracic, lumbar and sacral spine. | Small, Medium, Large, Wide, Narrow, Pedicle | EVOLUTION SURGICAL PTY LTD |  | Change to Group benefit
IY045 | 13 - Spinal | Jazz Claw Posterior Fixation System (Hook) | Left and Right Hook | Standard and large hook | EVOLUTION SURGICAL PTY LTD |  | Change to Group benefit
IY046 | 13 - Spinal | Jazz Claw Posterior Fixation System (Hook) | Left and Right Hook | Standard and large hook | EVOLUTION SURGICAL PTY LTD |  | Change to Group benefit
IY080 | 13 - Spinal | Life Spine Pedicle Screw System - Hooks | Life Spine Pedicle Screw System - Hooks (Pedicle, Laminar, Offset Left/Right) | Small, Medium & Large in Standard, Wide, Narrow & Reduced | EVOLUTION SURGICAL PTY LTD |  | Change to Group benefit
LB025 | 13 - Spinal | REVERE Hooks | Hook - various | small, medium, large | Globus Medical Australia Pty Limited |  | Change to Group benefit
LB049 | 13 - Spinal | ELLIPSE® Stabilization System Hooks | Hooks | 5 - 7mm | Globus Medical Australia Pty Limited |  | Change to Group benefit
LB085 | 13 - Spinal | CREO Stabilization System Hook | The CREO Stabilization System implants are non-cervical spinal fixation devices intended for posterior pedicle screw fixation, posterior hook fixation or anterolateral fixation. | 4.75 and 5.5; small, medium and large | Globus Medical Australia Pty Limited |  | Change to Group benefit
LB103 | 13 - Spinal | CREO AMP™ Lamina Clamp | Lamina clamp | Small, medium, large | Globus Medical Australia Pty Limited |  | Change to Group benefit
LB155 | 13 - Spinal | QUARTEX Hooks | Left and Right Inline Hooks | One size only | Globus Medical Australia Pty Limited |  | Change to Group benefit
LB187 | 13 - Spinal | CREO DLX Hook | Hooks-Thoracic, Laminar, Transverse Process and Pedicle | Small, Medium, Large, Right Large Left Large Right Medium Left Medium Offset Right Offset Left 30 degree Offset Right 30 degree Offset Left | Globus Medical Australia Pty Limited |  | Change to Group benefit
DY438 | 13 - Spinal | Expedium Spine System | Hooks, Right, Left, Angled, Offset, Extended, Reduced Bladed | 5 - 12 mm including narrow - wide | JOHNSON & JOHNSON MEDICAL PTY LTD |  | Change to Group benefit
JJ761 | 13 - Spinal | Moss Miami (Titanium) | Slotted Hook | One Size | JOHNSON & JOHNSON MEDICAL PTY LTD |  | Change to Group benefit
MN280 | 13 - Spinal | SYMPHONY OCT System | Hook Left, Right, Centre | Short - Long | JOHNSON & JOHNSON MEDICAL PTY LTD |  | Change to Group benefit
SY568 | 13 - Spinal | Spinal Fixation System | Pedicle and Lamina Hooks, straight, angled, off-set | Small, Medium, Large | JOHNSON & JOHNSON MEDICAL PTY LTD |  | Change to Group benefit
KH057 | 13 - Spinal | Hook | Laminar | 5.5 mm & 7.0 mm | KH NXGEN (AUST) PTY LIMITED |  | Change to Group benefit
JQ036 | 13 - Spinal | Invictus TL Hooks | Lamina, Pedicle, Offset, Angled Ti Alloy | (5.5 - 6.0)mm rod diameter x 5.5 - 12.5 mm length | LE CHEMINANT, DAVID E |  | Change to Group benefit
LM415 | 13 - Spinal | Certex Spinal Implant System Hooks | Hook | 4.5-6mm | LMT SURGICAL PTY LTD |  | Change to Group benefit
LM450 | 13 - Spinal | Excella System Hook | Excella Pedicle Screw System Hook | 7 to 9mm x 6 to 9mm | LMT SURGICAL PTY LTD |  | Change to Group benefit
MU134 | 13 - Spinal | M.U.S.T. Hooks | Hooks: Pedicle, Narrow, Extended Body, Wide Bladed, Offset L&R, Angled L&R | Various sizes | MEDACTA AUSTRALIA PTY. LTD. |  | Change to Group benefit
MU161 | 13 - Spinal | MUST MINI Hooks | Hooks | 4.5-6.0 mm | MEDACTA AUSTRALIA PTY. LTD. |  | Change to Group benefit
MC406 | 13 - Spinal | CD HORIZON Spinal System - Hook | Hook - various | Extra Small - Large | MEDTRONIC AUSTRALASIA PTY LTD |  | Change to Group benefit
MC591 | 13 - Spinal | Vertex Reconstructive System Laminar Hook | Composition - titanium alloy | 4.5 - 6.0mm | MEDTRONIC AUSTRALASIA PTY LTD |  | Change to Group benefit
MI267 | 13 - Spinal | Infinity Spinal System | Laminar Hook | 4.5 - 6.0mm | MEDTRONIC AUSTRALASIA PTY LTD |  | Change to Group benefit
MI464 | 13 - Spinal | PASS Spinal System | System Hook | all sizes | MEDTRONIC AUSTRALASIA PTY LTD |  | Change to ARTG, Change to Group benefit
MI473 | 13 - Spinal | Laminar Hooks | Laminar Hooks | All sizes | MEDTRONIC AUSTRALASIA PTY LTD |  | Change to Group benefit
NV030 | 13 - Spinal | VuePoint hook (laminar) | Hook (laminar) | 5.0mm, 6.0mm, 7.0mm, 8.0mm | NUVASIVE (AUST/NZ) PTY LTD |  | Change to Group benefit
NV058 | 13 - Spinal | Armada (Hook - Various) | Hook | Pedicle - Small/Medium, 5.5mm Lamina - 6/8/10mm x 5.5mm Angled - 5.5mm Offset - 5.5mm | NUVASIVE (AUST/NZ) PTY LTD |  | Change to Group benefit
NV110 | 13 - Spinal | Reline (Hook) | Hook | 4-12mm Lamina Narrorw, Lamina Wide, Lamina Down Narrow, Lamina Down Wide, Trans Process Narrow, Trans Process Wide, Lamina Up Narrow, Lamina Up Wide, Lamina Tall Narrow, Pedicle, Thoracic, Offset Left, Offset Right, Angle Left, Angle Right, Offset Angle Left, Offset Angle Right, Sidewinder Left, Sidewinder Right | NUVASIVE (AUST/NZ) PTY LTD |  | Change to Group benefit
OH583 | 13 - Spinal | Venus - Spinal Fixation System - Hooks | Venus Hooks | 4 - 9mm | Orthotech Pty Ltd |  | Change to Group benefit
PZ028 | 13 - Spinal | Centaur Hook, Centaur Screw System | Open hook | various | Prism Surgical Designs Pty Ltd |  | Change to Group benefit
SF012 | 13 - Spinal | Centaur Hook, Centaur Screw System | Open hook | various | SIGNATURE ORTHOPAEDICS PTY LTD |  | Change to Group benefit
SF182 | 13 - Spinal | Freedom Posterior Screw Hook | Freedom Posterior Screw Hook | Thick and Thin | SIGNATURE ORTHOPAEDICS PTY LTD |  | Change to Group benefit
UT010 | 13 - Spinal | SOLFIX2 Hook | Pedicle, lamina and TP hooks | Small, medium, large, pedicle marker, angle left, angle right, large groove, small groove, offset left, offset right | SOUTHERN CROSS SURGICAL PTY LTD |  | Change to Group benefit
DU006 | 13 - Spinal | Perla Posterior Cervico-Thoracic Fixation System - Hook | Straight hooks, offset hooks (left/right) | One size only | SPINEART AUSTRALIA PTY. LTD. |  | Change to Group benefit
DU020 | 13 - Spinal | Romeo 2 Posterior Thoraco-lumbar Fixation System - Hook | Laminar hook, pedicular hook, offset (left/right), angled (left/right) | Small, large, extended | SPINEART AUSTRALIA PTY. LTD. |  | Change to Group benefit
DU044 | 13 - Spinal | Perla TL Posterior thoraco-lumbar fixation system - hook | Hook laminar, hook angled, hook offset, hook pedicular | various | SPINEART AUSTRALIA PTY. LTD. |  | Change to Group benefit
HW405 | 13 - Spinal | Xia Spine System | Hooks | Laminar and Pedicle Hooks | STRYKER AUSTRALIA PTY LTD |  | Change to Group benefit
HW723 | 13 - Spinal | K2M Spinal Systems | Lumbar Thoracic or Cervical Hooks; open or closed | Various blade and throat sizes | STRYKER AUSTRALIA PTY LTD |  | Change to Group benefit
SK222 | 13 - Spinal | Oasys-Occipito Cervico Thoracic System | Hook | Standard, Standard Short, Standard Tall, Offset Right, Offset Left | STRYKER AUSTRALIA PTY LTD |  | Change to Group benefit
SQ097 | 13 - Spinal | RESPONSE Spine System – Hook | Pedicle, Laminar, Thoracic | Open - Closed Narrow- Wide Left – Right Offset 5-11mm | Surgical Specialties Pty Limited |  | Change to Group benefit
PB016 | 13 - Spinal | Anterior Cervical Plate System | Anterior cervical plate. Various size plates, Titanium | >55mm | AUSTRALIAN PACIFIC MEDICAL PTY LTD |  | Change to Group benefit
NW030 | 13 - Spinal | MaxAn Anterior Cervical Plating System | Titanium plate for anterior cervical spine | >55mm | BIOMET 3I AUSTRALIA PTY LIMITED |  | Change to Group benefit
DE679 | 13 - Spinal | icotec Anterior Cervical Plate | Cervical Plate | 18mm Width, 58mm - 94mm Length | DEVICE TECHNOLOGIES AUSTRALIA PTY. LTD. | Only to be reimbursed when used in patients with spinal tumours requiring regular magnetic resonance imaging (MRI) and/or computerised tomography (CT) imaging and or adjuvant radiotherapy and/or proton therapy. | Change to Group benefit
ER208 | 13 - Spinal | SIGNUS Cervical Plating Implant System-Plate (>55 mm) | SIGNUS Cervical Plating Implant System-Plate (>55 mm) | 56-100 mm, in 3-5 mm increments | EMERGO ASIA-PACIFIC PTY. LIMITED |  | Change to Group benefit
ER525 | 13 - Spinal | CastleLoc-P Anterior Cervical Plate, >55mm | CastleLoc-P Anterior Cervical Plate, >55mm, 3-4 levels | length 55-97 mm, width 17 mm | EMERGO ASIA-PACIFIC PTY. LIMITED |  | Change to Group benefit
ER585 | 13 - Spinal | Azure Anterior Cervical Plate System | Anterior Cervical Plate > 55mm | 56-120mm length | EMERGO ASIA-PACIFIC PTY. LIMITED |  | Change to Group benefit
ER586 | 13 - Spinal | Blackstone Medical ACP - 3 and 4 Level | Titanium Alloy Anterior Cervical Plate - 3 and 4 Level | 56mm - 122mm | EMERGO ASIA-PACIFIC PTY. LIMITED |  | Change to Group benefit
ER587 | 13 - Spinal | Cetra Anterior Cervical Plate > 55mm | Low profile anterior cervical plate | 56mm-94mm | EMERGO ASIA-PACIFIC PTY. LIMITED |  | Change to Group benefit
LB039 | 13 - Spinal | XTEND Anterior Cervical Plate >55mm | Anterior Cervical Plate >55mm | 57mm - 104mm | Globus Medical Australia Pty Limited |  | Change to Group benefit
LB111 | 13 - Spinal | ASSURE® Anterior Plate System – Plate | Titanium Alloy Anterior Cervical Plate | 1.8 mm depth, 16mm width, 57-100mm length | Globus Medical Australia Pty Limited |  | Change to Group benefit
LB115 | 13 - Spinal | Unify Dynamic Anterior Cervical Plate System – Plate | Titanium Alloy Dynamic Anterior Cervical Plate | Depth - 2.8mm Width – 16.6mm Length – 58 -70 mm | Globus Medical Australia Pty Limited |  | Change to Group benefit
JA018 | 13 - Spinal | Spinal Plate - Cervical 55mm+ | Anterior Cervical Plate 55mm+ | 56 - 92mm | JOY SURGICAL PTY LTD |  | Change to Group benefit
LM408 | 13 - Spinal | Spider Cervical Plating System - Spider Plate | Titanium, anterior cervical plate system | 56-77mm | LMT SURGICAL PTY LTD |  | Change to Group benefit
MC858 | 13 - Spinal | Atlantis Anterior Cervical Plate | Anterior Cervical Plate | 57.5mm - 110mm | MEDTRONIC AUSTRALASIA PTY LTD |  | Change to Group benefit
MC859 | 13 - Spinal | Venture Anterior Cervical Plate | Single or multi level plate, titanium alloy and Nitinol | 57.5mm - 150mm | MEDTRONIC AUSTRALASIA PTY LTD |  | Change to Group benefit
MI162 | 13 - Spinal | ZEVO Anterior Cervical Plate System | Anterior Cervical Plate | 57 - 108mm | MEDTRONIC AUSTRALASIA PTY LTD |  | Change to Group benefit
NV069 | 13 - Spinal | Helix-Revolution (plate 56-110mm) | Anterior Cervical Plate | 56-110mm | NUVASIVE (AUST/NZ) PTY LTD |  | Change to Group benefit
NV092 | 13 - Spinal | Helix-T (Plate 56 - 110mm) | Anterior cervical plate | 56-110mm | NUVASIVE (AUST/NZ) PTY LTD |  | Change to Group benefit
NV109 | 13 - Spinal | Archon (Plate 56-110mm) | Anterior Cervical Plate | 56-110mm | NUVASIVE (AUST/NZ) PTY LTD |  | Change to Group benefit
PZ031 | 13 - Spinal | Aquila Plate System | Anterior Cervical Plate | 2, 3 and 4 level cervical plates (55m - 109mm length) | Prism Surgical Designs Pty Ltd |  | Change to Group benefit
DU014 | 13 - Spinal | Tryptik 2 Anterior Cervical Plate | Anterior cervical plate | Length: 55mm, 58mm, 61mm, 64mm, 68mm, 72mm, 76mm, 80mm, 84mm, 88mm, 92mm | SPINEART AUSTRALIA PTY. LTD. |  | Change to Group benefit
HW407 | 13 - Spinal | Aviator Anterior Cervical Plating System - Plate longer than 55mm | Anterior Cervical Plate - Integral Locking | Three and four level greater than 55mm in length | STRYKER AUSTRALIA PTY LTD |  | Change to Group benefit
HW737 | 13 - Spinal | Pyrenees Cervical Plate System | Cervical Plate | 57mm to 110mm | STRYKER AUSTRALIA PTY LTD |  | Change to Group benefit
HW746 | 13 - Spinal | Blue Ridge Hybrid Cervical Plate System - Plate | Low profile, anterior cervical plate. Locking, titanium. | 56-92mm | STRYKER AUSTRALIA PTY LTD |  | Change to Group benefit
HW762 | 13 - Spinal | Pyrenees Cervical Plate System-MonoPlate, Long | Pyrenees Cervical Plate System-MonoPlate, Long | Length 56-78 mm | STRYKER AUSTRALIA PTY LTD |  | Change to Group benefit
HW780 | 13 - Spinal | Ozark Plate Level 1-5 , >55mm | Plate Level 1-5 , >55mm | 56-110 mm | STRYKER AUSTRALIA PTY LTD |  | Change to Group benefit
SR084 | 13 - Spinal | Reflex Anterior Cervical Plate System | Plate | >55mm | STRYKER AUSTRALIA PTY LTD |  | Change to Group benefit
BB140 | 13 - Spinal | Aesculap Cervical System | Titanium Alloy | All Sizes >55mm | B BRAUN AUSTRALIA PTY LTD |  | Change to Group benefit
BB374 | 13 - Spinal | Aesculap Cervical Systen | Titanium Alloy | All Sizes < 55 mm | B BRAUN AUSTRALIA PTY LTD |  | Change to Group benefit
DE659 | 13 - Spinal | Shoreline ACS TruProfile Cervical Plate | Anterior cervical plating system | Holes: 2, 3 and 4 Length: 5-12mm | DEVICE TECHNOLOGIES AUSTRALIA PTY. LTD. |  | Change to Group benefit
DE791 | 13 - Spinal | Admiral Cervical Plate | Admiral Cervical Plate <55mm | 7mm-54mm Length | DEVICE TECHNOLOGIES AUSTRALIA PTY. LTD. |  | Change to Group benefit
DE792 | 13 - Spinal | Admiral Cervical Plate | Admiral Cervical Plate >55mm | 57mm-100mm Lengths | DEVICE TECHNOLOGIES AUSTRALIA PTY. LTD. |  | Change to Group benefit
EY029 | 13 - Spinal | Slim HP Plates | Plates | 55 -105mm | E4 SURGICAL PTY LTD |  | Change to Group benefit
ER167 | 13 - Spinal | Signus Anterior Cervical Plate - L3-L4 | Pre-contoured titanium plate, secured onto the spinal vertebrae by either fixed or variable angle colour coded screws. | 56mm - 100mm | EMERGO ASIA-PACIFIC PTY. LIMITED |  | Change to Group benefit
ER457 | 13 - Spinal | LnK Anterior Cervical Plate System/CastleLoc-P Anterior Cervical Plate System-Plate | LnK Anterior Cervical Plate System/CastleLoc-P Anterior Cervical Plate System-Plate, 1-3 levels | width 17mm x length (13-54mm) | EMERGO ASIA-PACIFIC PTY. LIMITED |  | Change to Group benefit
ER458 | 13 - Spinal | LnK Anterior Cervical Plate System/CastleLoc-P Anterior Cervical Plate System-Plate, >55mm | LnK Anterior Cervical Plate System/CastleLoc-P Anterior Cervical Plate System-Plate, >55mm, 3-4 levels | width 17mm x length (57-97 mm) | EMERGO ASIA-PACIFIC PTY. LIMITED |  | Change to Group benefit
IY085 | 13 - Spinal | Choice Spine Cervical Plate 55+ | Anterior Cervical Fusion Plate | Plate Lengths 57mm to 105mm (Three, Four and Five Level Plates) | EVOLUTION SURGICAL PTY LTD |  | Change to Group benefit
IY086 | 13 - Spinal | Choice Spine Cervical Plate | Anterior Cervical Fusion Plate | Plate Lenths 10mm to 54mm (One, Two & Three Level Plates) | EVOLUTION SURGICAL PTY LTD |  | Change to Group benefit
LB119 | 13 - Spinal | Assure-X Anterior Cervical Plate System - Plates | Titanium Alloy Anterior Cervical Plate | 1.8 mm profile, 16mm width, 10-54mm in length | Globus Medical Australia Pty Limited |  | Change to Group benefit
LB120 | 13 - Spinal | Assure-X Anterior Cervical Plate System - Plates > 55mm | Titanium Alloy Anterior Cervical Plate | 1.8mm profile, 16mm width, 57-100 mm in length | Globus Medical Australia Pty Limited |  | Change to Group benefit
LB194 | 13 - Spinal | PROVIDENCE Anterior Cervical Plates | Low profile anterior cervical plates | 10mm to 54mm | Globus Medical Australia Pty Limited |  | Change to Group benefit
LB195 | 13 - Spinal | PROVIDENCE Anterior Cervical Plates > 55mm | Low profile anterior cervical plates | 57mm to 104mm | Globus Medical Australia Pty Limited |  | Change to Group benefit
HC021 | 13 - Spinal | Butterfly Plate | Cervical Plate | L : 21-55mm | Health Care Surgical Pty Ltd |  | Change to Group benefit
HC023 | 13 - Spinal | Butterfly Plate | Cervical Plate | L:55-86mm | Health Care Surgical Pty Ltd |  | Change to Group benefit
JJ800 | 13 - Spinal | Skyline Cervical Plate System | Skyline anterior cervical plate. Various size plates, Titanium | 12-55mm | JOHNSON & JOHNSON MEDICAL PTY LTD |  | Change to Group benefit
JJ801 | 13 - Spinal | Skyline Cervical Plate System | Skyline anterior cervical plate. Various size plates. Titanium | 56-105mm | JOHNSON & JOHNSON MEDICAL PTY LTD |  | Change to Group benefit
KH082 | 13 - Spinal | Katia Anterior Cervical Plate - Long | Anterior Cervical Plate > 55 mm | 56 mm - 110 mm | KH NXGEN (AUST) PTY LIMITED |  | Change to Group benefit
KH084 | 13 - Spinal | Katia Anterior Cervical Plate | Anterior Cervical Plate - Single or Multi level | 20 mm - 53.5 mm | KH NXGEN (AUST) PTY LIMITED |  | Change to Group benefit
KH086 | 13 - Spinal | Ceplate Anterior Cervical Plate | Anterior Cervical Plate >55mm | 57.5 mm - 110 mm | KH NXGEN (AUST) PTY LIMITED |  | Change to Group benefit
KH088 | 13 - Spinal | Ceplate Anterior Cervical Plate | Anterior Cervical Plate - Single or Multi level plate | 22.5 mm - 55 mm | KH NXGEN (AUST) PTY LIMITED |  | Change to Group benefit
JQ019 | 13 - Spinal | Insignia Anterior Cervical Plating System | Plate, 1-3 level, Ti Alloy | 16 - 54mm length | LE CHEMINANT, DAVID E |  | Change to Group benefit
JQ020 | 13 - Spinal | Insignia Anterior Cervical Plating System | Plate, 3 - 5 level, Ti Alloy | > 55mm length | LE CHEMINANT, DAVID E |  | Change to Group benefit
LM529 | 13 - Spinal | Cervical Plate >55mm | Cervical Plate >55mm | >55mm | LMT SURGICAL PTY LTD |  | Change to Group benefit
LM530 | 13 - Spinal | Cervical Plate 55mm or less | Cervical Plate 55mm or less | 55 mm and smaller | LMT SURGICAL PTY LTD |  | Change to Group benefit
LM533 | 13 - Spinal | Oryx Cervical Plate System | Titanium Cervical Plate System | 57-85mm | LMT SURGICAL PTY LTD |  | Change to Group benefit
LM534 | 13 - Spinal | Oryx Cervical Plate System | Titanium Cervical Plate | 8-54mm | LMT SURGICAL PTY LTD |  | Change to Group benefit
BF009 | 13 - Spinal | WinLoc Cervical Plate System - plate | Titanium anterior cervical plate | 1-Level: 25mm, 27mm, 30mm, 33mm, 36mm 2-Level: 39mm, 42mm, 45mm, 48mm, 51mm, 54mm | MATRIX MEDICAL INNOVATIONS PTY LTD |  | Change to Group benefit
BF010 | 13 - Spinal | WinLoc Cervical Plate System - plate | Titanium anterior cervical plate | 3-Level: 58mm, 62mm, 66mm, 70mm, 74mm, 78mm, 82mm 4-Level: 86mm, 90mm | MATRIX MEDICAL INNOVATIONS PTY LTD |  | Change to Group benefit
MU129 | 13 - Spinal | Mecta C Plates | Cervical Plates | L 3 to 4; 58 to 92 mm | MEDACTA AUSTRALIA PTY. LTD. |  | Change to Group benefit
MU130 | 13 - Spinal | Mecta C Plates | Cervical Plates | L 1 to 3; 20 to 55 mm | MEDACTA AUSTRALIA PTY. LTD. |  | Change to Group benefit
NV040 | 13 - Spinal | Helix Mini Plate | Anterior cervical plate | 20mm-50mm (2mm increments) | NUVASIVE (AUST/NZ) PTY LTD |  | Change to Group benefit
NV164 | 13 - Spinal | ACP Plate | Anterior Cervical Plates 1, 2, and 3 levels | 16mm to 54mm | NUVASIVE (AUST/NZ) PTY LTD |  | Change to Group benefit
NV165 | 13 - Spinal | ACP Plate > 55mm | Anterior cervical plate 3, 4 and 5 levels | 56mm to 110mm | NUVASIVE (AUST/NZ) PTY LTD |  | Change to Group benefit
OH615 | 13 - Spinal | HumanTech - Hero Cervical Plate System - Plates | Cervical Plate | L: 21 - 53mm | Orthotech Pty Ltd |  | Change to Group benefit
OH616 | 13 - Spinal | HumanTech - Hero Cervical Plate System, Plate Lge | Cervical Plate Large | L: 57 - 97mm | Orthotech Pty Ltd |  | Change to Group benefit
PC033 | 13 - Spinal | Ulrich Anterior Cervical Plate | Ulrich Anterior Cervical Plating System - Plate | 12mm - 54mm | PRECISION SURGICAL PTY LTD |  | Change to Group benefit
PC034 | 13 - Spinal | Ulrich Anterior Cervical Plate >55mm | Ulrich Anterior Cervical Plating System - Plate 55mm+ | 57-84mm | PRECISION SURGICAL PTY LTD |  | Change to Group benefit
PZ059 | 13 - Spinal | Aquila Spinal System | Anterior Cervical Plate | 12mm-55mm length | Prism Surgical Designs Pty Ltd |  | Change to Group benefit
PZ060 | 13 - Spinal | Aquila Spinal System | Anterior Cervical Plate | 56mm-97mm Length | Prism Surgical Designs Pty Ltd |  | Change to Group benefit
RI036 | 13 - Spinal | Shark CP Locking Plate | Plate, titanium alloy | 55mm length or less | RTI Surgical Australia Pty Ltd |  | Change to Group benefit
RI037 | 13 - Spinal | Shark CP Locking Plate | Plate, titanium alloy. | greater than 55mm length | RTI Surgical Australia Pty Ltd |  | Change to Group benefit
UT007 | 13 - Spinal | AXIS2 Anterior Cervical Plate | Anterior cervical plate | 19.5mm - 53mm | SOUTHERN CROSS SURGICAL PTY LTD |  | Change to Group benefit
UT008 | 13 - Spinal | AXIS2 Anterior Cervical Plate | Anterior cervical plate | 57mm - 83mm | SOUTHERN CROSS SURGICAL PTY LTD |  | Change to Group benefit
NW032 | 13 - Spinal | Virage Occiptial Plates | Modular adjustable occipital plates | small, medium, large | BIOMET 3I AUSTRALIA PTY LIMITED |  | Change to Group benefit
DE771 | 13 - Spinal | NorthStar OCT | NorthStar OCT Occipital Plate | Extra Small - Small - Large | DEVICE TECHNOLOGIES AUSTRALIA PTY. LTD. |  | Change to Group benefit
EY038 | 13 - Spinal | Reform POCT Occipital Plate | Occipital Plate | 25mm to 50mm | E4 SURGICAL PTY LTD |  | Change to Group benefit
ER322 | 13 - Spinal | Ulrich posterior OCT System (neon3)-Plate | Ulrich posterior OCT System (neon3)-Plate, occipital, midline for occipital and standard rod (4 mm). | 47,57 mm | EMERGO ASIA-PACIFIC PTY. LIMITED |  | Change to Group benefit
ER637 | 13 - Spinal | Centurion Occipital Plate | Occipital Plate | 20-30mm Rod Spacing 30- 40mm Rod Spacing 40-50mm Rod Spacing | EMERGO ASIA-PACIFIC PTY. LIMITED |  | Change to Group benefit
LB050 | 13 - Spinal | ELLIPSE® Stabilization System Occipital Plate | Occipital Plate | Small to Large | Globus Medical Australia Pty Limited |  | Change to Group benefit
LB161 | 13 - Spinal | QUARTEX Occipital Plate | Occipital Plate | Small to Large | Globus Medical Australia Pty Limited |  | Change to Group benefit
SY380 | 13 - Spinal | Occipito-Cervical Fusion System | Occipital Plate Medial / Lateral, Pure titanium | 50mm / 60mm width, 3 or 4 holes | JOHNSON & JOHNSON MEDICAL PTY LTD |  | Change to Group benefit
JQ048 | 13 - Spinal | Invictus Occiptal Plate | Occipital Plate ,Ti Alloy | 48 - 66 mm | LE CHEMINANT, DAVID E |  | Change to Group benefit
LM426 | 13 - Spinal | Occipital Plate | Occipital Plate | Multiple sizes to suit patient anatomy | LMT SURGICAL PTY LTD |  | Change to Group benefit
MU166 | 13 - Spinal | MUST Mini Occipital Plate | Occipital Plate | Small to Large. X, Y and T Shape. | MEDACTA AUSTRALIA PTY. LTD. |  | Change to Group benefit
MC293 | 13 - Spinal | Vertex Spinal System | Occipital Plate | 24 - 40 mm length | MEDTRONIC AUSTRALASIA PTY LTD |  | Change to Group benefit
MI268 | 13 - Spinal | Infinity Spinal System | Occipital Plate | Small, standard | MEDTRONIC AUSTRALASIA PTY LTD |  | Change to Group benefit
MI476 | 13 - Spinal | Occipital plates | Occipital plates | All sizes | MEDTRONIC AUSTRALASIA PTY LTD |  | Change to Group benefit
NV027 | 13 - Spinal | VuePoint Keel Plate (occipital) | Plate (occipital) | 35/40/45mm | NUVASIVE (AUST/NZ) PTY LTD |  | Change to Group benefit
DU061 | 13 - Spinal | Perla Posterior Occipito-Cervico-Thoracic fixation system - occipital plate | Occipital plate | 31 - 45 mm, Small, medium, large | SPINEART AUSTRALIA PTY. LTD. |  | Change to Group benefit
HW740 | 13 - Spinal | K2M Spinal Systems- Occipital Plate | Occipital Plate for posterior occipital/cervical/thoracic fixation | 24-50mm | STRYKER AUSTRALIA PTY LTD |  | Change to Group benefit
SK226 | 13 - Spinal | Oasys-Occipito Cervico Thoracic System | Occipital Plate | Mini, SML, MED, LGE, LGE Long, 100 deg, 130 deg | STRYKER AUSTRALIA PTY LTD |  | Change to Group benefit
PB046 | 13 - Spinal | Laminoplasty Mini Plate | Laminoplasty Plate | 10/12/14mm | AUSTRALIAN PACIFIC MEDICAL PTY LTD |  | Change to Group benefit
LB092 | 13 - Spinal | CANOPY Laminoplasty System Plate | Laminoplasty Plate | 5 - 13mm | Globus Medical Australia Pty Limited |  | Change to Group benefit
LB149 | 13 - Spinal | Canopy Radiolucent Spacer | Slide-on PEEK spacer with graft packing chamber | 5-13mm in 2mm increments | Globus Medical Australia Pty Limited |  | Change to Group benefit
LB174 | 13 - Spinal | Haven Dual Plates | Dual Laminoplasty plates | 32mm - 39mm | Globus Medical Australia Pty Limited |  | Change to Group benefit
LH707 | 13 - Spinal | Ultio Laminoplasty Plate | Plate | Small - 25,7mm Med - 27,1mm Lge - 28,9mm X-Large - 30,3mm Standard support plate - 15,35mm | LIFEHEALTHCARE PTY LIMITED |  | Change to Group benefit
MI174 | 13 - Spinal | Centerpiece | TiMesh LP | Various | MEDTRONIC AUSTRALASIA PTY LTD |  | Change to Group benefit
NV054 | 13 - Spinal | Leverage LFS (Traditional Plate) | Laminoplasty plate | 8/9.5/11/12.5mm | NUVASIVE (AUST/NZ) PTY LTD |  | Change to Group benefit
PB007 | 13 - Spinal | DPS Spine System - Rod | Rods for posterior pedicle screw fixation system. | Diameter 5/5.5/6mm; Length 40-500mm | AUSTRALIAN PACIFIC MEDICAL PTY LTD |  | Change to Group benefit
BB371 | 13 - Spinal | Aesculap Spinal System | Pre-bent Rods - Titanium Alloy | All Sizes | B BRAUN AUSTRALIA PTY LTD |  | Change to Group benefit
BB372 | 13 - Spinal | Aesculap Spinal System | Straight Rods - Titanium Alloy | All Sizes | B BRAUN AUSTRALIA PTY LTD |  | Change to Group benefit
NW033 | 13 - Spinal | Virage Rods | Virage Dual Diameter Rods | 3.5/5.5mm x 450mm | BIOMET 3I AUSTRALIA PTY LIMITED |  | Change to Group benefit
NW034 | 13 - Spinal | Vitality Spine System - Rods | Straight and contoured rods titanium and CoCR | 5.5 x 25mm - 5.5 x 510mm & 6 x 25mm - 6 x 510mm | BIOMET 3I AUSTRALIA PTY LIMITED |  | Change to Group benefit
NW035 | 13 - Spinal | Virage Rods | Virage Rods | 3.5mm x 25-400mm | BIOMET 3I AUSTRALIA PTY LIMITED |  | Change to Group benefit
DE594 | 13 - Spinal | Newport MIS Rod | MIS bulleted pre-contoured rod | 35-80 (5mm incr.) 90-110 (10mm incr.) | DEVICE TECHNOLOGIES AUSTRALIA PTY. LTD. |  | Change to Group benefit
DE637 | 13 - Spinal | Malibu Spinal System ESS CoNiCr Rods | Rod CoNiCr Precontored | 5.5mm x 100mm - 600mm | DEVICE TECHNOLOGIES AUSTRALIA PTY. LTD. |  | Change to Group benefit
DE638 | 13 - Spinal | Malibu Spinal System Rods | Rod | 5.5mm x 30mm - 600mm 6.35mm x 100mm | DEVICE TECHNOLOGIES AUSTRALIA PTY. LTD. |  | Change to Group benefit
DE667 | 13 - Spinal | Mariner Rod | Pre-contoured and straight rods | 5.5 & 6.0mm diameter 20mm - 600mm Length | DEVICE TECHNOLOGIES AUSTRALIA PTY. LTD. |  | Change to Group benefit
DE670 | 13 - Spinal | icotec Pedicle System Rod | Pre-bent and straight rods | 5.5, 5.7, mm & 6.0mm diameter 30-500 mm Length | DEVICE TECHNOLOGIES AUSTRALIA PTY. LTD. | Only to be reimbursed when used in patients with spinal tumours requiring regular magnetic resonance imaging (MRI) and/or computerised tomography (CT) imaging and or adjuvant radiotherapy and/or proton therapy. | Change to Group benefit
DE705 | 13 - Spinal | Mariner MIS Rods | Mariner MIS Rods | 5.5mm - 6.0mm Diameter. 20-450mm Length. | DEVICE TECHNOLOGIES AUSTRALIA PTY. LTD. |  | Change to Group benefit
DE772 | 13 - Spinal | NorthStar OCT | NorthStar OCT Rod | 3.5, 4.0mm Diameter 30mm-500mm Lengths | DEVICE TECHNOLOGIES AUSTRALIA PTY. LTD. |  | Change to Group benefit
DE800 | 13 - Spinal | NorthStar Transition Rod | Transition Rod | 3.5mm, 4.0mm – 5.5mm, 6.0mm Diameters 500mm Length | DEVICE TECHNOLOGIES AUSTRALIA PTY. LTD. |  | Change to Group benefit
EY004 | 13 - Spinal | Reform Rods | Straight and Lordotic Curved Rods | Length 20mm to 600mm | E4 SURGICAL PTY LTD |  | Change to Group benefit
EY010 | 13 - Spinal | Reform POCT Rod | Rod - Straight and Curved | Length 20mm to 350mm | E4 SURGICAL PTY LTD |  | Change to Group benefit
EY030 | 13 - Spinal | Reform POCT Rod | Transition Rod | Lengths 250mm - 650mm | E4 SURGICAL PTY LTD |  | Change to Group benefit
EY037 | 13 - Spinal | Reform POCT | Occipital Rod | 3.5mm Diameter | E4 SURGICAL PTY LTD |  | Change to Group benefit
ER139 | 13 - Spinal | Signus Pedicles Screw System - Rod | Titanium Rod- as part of the Signus Pedicle Screw System Construct | 6.0mm x 30mm - 100mm in 5mm increments 6.0mm x 108mm - 204mm in 12 mm increments | EMERGO ASIA-PACIFIC PTY. LIMITED |  | Change to Group benefit
ER177 | 13 - Spinal | SIGNUS DIPLOMAT DEFORMITY – Rod | DIPLOMAT DEFORMITY System – Rod | 5.5x500 mm | EMERGO ASIA-PACIFIC PTY. LIMITED |  | Change to Group benefit
ER225 | 13 - Spinal | SIGNUS DIPLOMAT Pedicle Screw System - Rod-Straight or Curved | SIGNUS DIPLOMAT Pedicle Screw System - Rod-Straight or Curved | dia 5.5 mm x length (30-150 mm) dia 5.5 mm x length (150/200/250/300/500 mm) | EMERGO ASIA-PACIFIC PTY. LIMITED |  | Change to Group benefit
ER284 | 13 - Spinal | Premia Spine Versalink Fixation System-Rods (straight or bent) | Premia Spine Versalink Rods (straight or bent) | dia 6 mm, length (40-180) mm | EMERGO ASIA-PACIFIC PTY. LIMITED |  | Change to Group benefit
ER286 | 13 - Spinal | Premia Spine Versalink Fixation System-Cross Bar | Premia Spine Versalink Fixation System-Cross Bar | one size | EMERGO ASIA-PACIFIC PTY. LIMITED |  | Change to Group benefit
ER319 | 13 - Spinal | Ulrich posterior OCT System (neon3)-Rods | Ulrich posterior OCT System (neon3)-Rods, Titanium or Co-CR, straight or curved | dia 4 mm x length (20-400 mm) | EMERGO ASIA-PACIFIC PTY. LIMITED |  | Change to Group benefit
ER334 | 13 - Spinal | Ulrich Pedicle Screw System-Rods | Ulrich Pedicle Screw System (cosmicMIA, uCentum,flamenco)-Rods, straight, curved and scoliosis, open or percutaneous. | dia (5.5-6.0 mm) x length (30-500 mm) | EMERGO ASIA-PACIFIC PTY. LIMITED |  | Change to Group benefit
ER341 | 13 - Spinal | Ulrich Pedicle Screw System-Rod, dual diameter | Ulrich Pedicle Screw System (flamenco)-Rod, hybrid | dia 5.5 mm /4.5 mm, length 400 mm; dia 5.5 mm /6.0 mm, length 400 mm; dia 5.5 mm /6.25 mm, length 400 mm; dia 5.5 mm /6.25 mm, (threaded), length 400 mm; dia 4.0/6.0 mm, length 200 mm; dia 4.0/6.0 mm, length 400 mm | EMERGO ASIA-PACIFIC PTY. LIMITED |  | Change to Group benefit
ER407 | 13 - Spinal | LnK MIS Spinal System/PathLoc-L MIS Spinal System-Rods | LnK MIS Spinal System/PathLoc-L MIS Spinal System-Rods, bullet and hex shaped ends, straight or curved | dia (5.5-6.0mm) x length (35-600mm) | EMERGO ASIA-PACIFIC PTY. LIMITED |  | Change to Group benefit
ER436 | 13 - Spinal | LnK Posterior Cervical Fixation System/CastleLoc-S Posterior Cervical Fixation System-Rod | LnK Posterior Cervical Fixation System/CastleLoc-S Posterior Cervical Fixation System-Rod,straight or pre-bent, non-sterile or sterile | Dia 3.5mm x Length (20-240 mm) | EMERGO ASIA-PACIFIC PTY. LIMITED |  | Change to Group benefit
ER447 | 13 - Spinal | LnK Spinal Fixation System/OpenLoc-L Spinal Fixation System-Rods | LnK Spinal Fixation System/OpenLoc-L Spinal Fixation System-Rods; straight or curved; Titanium or CoCr alloy | dia (5.0-6.35mm) x length (40-600mm) | EMERGO ASIA-PACIFIC PTY. LIMITED |  | Change to Group benefit
ER448 | 13 - Spinal | LnK Spinal Fixation System/OpenLoc-L Spinal Fixation System-Rods, shaped | LnK Spinal Fixation System/OpenLoc-L Spinal Fixation System-Rods, shaped ends and single or double stopper features | dia (5.0-6.35mm) x length (40-600mm) | EMERGO ASIA-PACIFIC PTY. LIMITED |  | Change to Group benefit
ER505 | 13 - Spinal | LnK Posterior Cervical Fixation System/ CastleLoc-S Posterior Cervical Fixation System-Rod, dual dia | LnK Posterior Cervical Fixation System/ CastleLoc-S Posterior Cervical Fixation System-Rod, dual diameter transitional rod, non-sterile or sterile | 3.5 mm transitioning to (4.5-6.0 mm) x overall rod length (300-550) mm) Rod segment L1 can range between 100-200 mm and Rod segment 2 can range between 100-400 mm | EMERGO ASIA-PACIFIC PTY. LIMITED |  | Change to Group benefit
ER519 | 13 - Spinal | e.Spine Rod | Spine straight or pre-bend rods | Diameter 5.5mm; Lengths: Titanium or CoCr Straight rods 40, 50, 60, 70, 80, 90, 110, 130, 160, 220, 440, 500, 600mm; Titanium Pre-bend rods: 40, 50, 60, 70, 80, 90mm | EMERGO ASIA-PACIFIC PTY. LIMITED |  | Change to Group benefit
ER549 | 13 - Spinal | Biedermann Motech MOSS Spinal Fixation System-Rod | Rod, Ti or CoCr, straight or curved, bullet or hexagonal end | Ø4.5mm -Ø6.0mm diameter, 30 - 600mm length, Ti and CoCr | EMERGO ASIA-PACIFIC PTY. LIMITED |  | Change to Group benefit
ER556 | 13 - Spinal | Biedermann Motech MOSS Spinal Fixation System-Multiple diameter rod | Dual Diameter Transition Rods, Ti or CoCr | Ø 3.0 - Ø6.0mm range in various sizes | EMERGO ASIA-PACIFIC PTY. LIMITED |  | Change to Group benefit
ER592 | 13 - Spinal | Firebird Rods | Firebird Rods - straight and pre-lordosed, titanium and CoCr | 35mm-600mm | EMERGO ASIA-PACIFIC PTY. LIMITED |  | Change to Group benefit
ER593 | 13 - Spinal | Orthofix Z Rod | Pre-bent Z Rod | Standard, 16mm, 18mm Offset 150mm X150mm, 150mm X 300mm | EMERGO ASIA-PACIFIC PTY. LIMITED |  | Change to Group benefit
ER640 | 13 - Spinal | Centurion Rods | Titanium or Cobalt Chrome Rods and Transition Rods | 3.5mm diameter and 70mm, 120mm, and 200mm in length (Rods) 3.5mm – 5.5mm and 200/200mm, 200/300mm and 300/300mm in length (Transition Rods) | EMERGO ASIA-PACIFIC PTY. LIMITED |  | Change to Group benefit
ER641 | 13 - Spinal | Centurion Occipital Rods | Titanium or Cobalt Chrome Occipital Rod | 3.5mm, 110°, 120°, 135° | EMERGO ASIA-PACIFIC PTY. LIMITED |  | Change to Group benefit
ER663 | 13 - Spinal | LnK AccelFix Spinal Fixation System-Rods | AccelFix Spinal Fixation System Ti Rods, shaped ends, straight or curved, standard or MIS and single or double stopper features. sterile | Diameter: 5.0-6.5 mm Length: 40-612 mm | EMERGO ASIA-PACIFIC PTY. LIMITED |  | Change to Group benefit
GW031 | 13 - Spinal | WEGO Spinal Systems | Rods | All sizes | EQUINOX MEDICAL PTY LTD |  | Change to Group benefit
IY024 | 13 - Spinal | Katana Rods | Pre-Lordosed and Straight Rods - Ti and CoCr | Curved and Straight Rods Length: 25mm – 160mm | EVOLUTION SURGICAL PTY LTD |  | Change to Group benefit
IY025 | 13 - Spinal | BA Posterior Screw Rod | BA Posterior Screw Rod Straight/PreBent CrCo/Titanium | Ø3.5 to 5.5 20-500mm | EVOLUTION SURGICAL PTY LTD |  | Change to Group benefit
IY047 | 13 - Spinal | Jazz Posterior Fixation System Rod | Straight, contoured and transition rods, titanium and cobalt chrome | 4mm - 6mm diameter, 70mm - 600mm length | EVOLUTION SURGICAL PTY LTD |  | Change to Group benefit
IY067 | 13 - Spinal | Ulrich Medical Pedicle Screw System - Rods | Ulrich Medical Pedicle Screw System - Rods | 5.5/6.0 - 35mm-500mm | EVOLUTION SURGICAL PTY LTD |  | Change to Group benefit
IY077 | 13 - Spinal | Life Spine Pedicle Screw System - Rod, Dual Diameter | Life Spine Pedicle Screw System (Nautilus, Avatar) - Rod, Dual Diameter | (3.5-5.5) Various Lengths | EVOLUTION SURGICAL PTY LTD |  | Change to Group benefit
IY084 | 13 - Spinal | Life Spine Pedicle Screw System - Rods | Life Spine Pedicle Screw System (Naultilus, Avatar) - Rods, Straight, Curved and Deformity, open or percutaneous (Ti or CoCr). | dia. (5.5) x length (25-600) | EVOLUTION SURGICAL PTY LTD |  | Change to Group benefit
IY088 | 13 - Spinal | Z-Medical Pedicle Screw System - Rods | Z-Medical Pedicle Screw System - Rods 5.5mm, Straight & Curved (Open or Percutaneous) | dia (5.5)mm x length (20-500)mm | EVOLUTION SURGICAL PTY LTD |  | Change to Group benefit
IY094 | 13 - Spinal | Katana Rod | The Katana Rod, part of the Katana Pedicle Screw System is intended to provide immobilization and stabilisation of spinal segments in skeletally mature patients, as an adjunct to fusion in the thoracic, lumbar and sacral spine. These are specialty rods for use in procedures such as the treatment for scoliosis. | Titanium or CrCo straight rods. 300 and 500mm | EVOLUTION SURGICAL PTY LTD |  | Change to Group benefit
IY102 | 13 - Spinal | VENTOTENE Rods | Straight and Pre-Bended | 5.5mm diameter 35-450mm length | EVOLUTION SURGICAL PTY LTD |  | Change to Group benefit
LB020 | 13 - Spinal | REVOLVE Stabilization System Rods | Rod | 5.5mm diameter 40mm - 300mm length | Globus Medical Australia Pty Limited |  | Change to Group benefit
LB045 | 13 - Spinal | ELLIPSE Stabilization System, Tapered Rod | Dual Diameter Rod | 3.5mm ti 4.0mm - 6.5mm x 350mm - 500mm length | Globus Medical Australia Pty Limited |  | Change to Group benefit
LB046 | 13 - Spinal | ELLIPSE Stabilization System, Rod | Rod | 3.5mm Diameter x 40mm - 240mm | Globus Medical Australia Pty Limited |  | Change to Group benefit
LB076 | 13 - Spinal | REVERE Rods | Rod, precurved and straight | 30mm-600mm in 4.5mm 5.5mm and 6.35mm diameter | Globus Medical Australia Pty Limited |  | Change to Group benefit
LB087 | 13 - Spinal | CREO Stabilization System Rod | The CREO Stabilization System implants are non-cervical spinal fixation devices intended for posterior pedicle screw fixation, posterior hook fixation or anterolateral fixation. | 4.75 and 5.5 diameter 15mm - 600mm length | Globus Medical Australia Pty Limited |  | Change to Group benefit
LB091 | 13 - Spinal | CREO Stabilization Tapered Rod | The CREO Stabilization System implants are non-cervical spinal fixation devices intended for posterior pedicle screw fixation, posterior hook fixation or anterolateral fixation. | 4.75 and 5.5 600mm | Globus Medical Australia Pty Limited |  | Change to Group benefit
LB125 | 13 - Spinal | CREO MIS Posterior Stabilization System | Titanium alloy and cobalt chrome straight and curved rods | 30-500mm | Globus Medical Australia Pty Limited |  | Change to Group benefit
LB148 | 13 - Spinal | CAPITOL Curved Rod | Pre-lordosed Rods | 3.5mm diameter 25-120mm length | Globus Medical Australia Pty Limited |  | Change to Group benefit
LB151 | 13 - Spinal | QUARTEX Rods | Ttianium alloy and cobalt chrome alloy curved and straight rods | 3.5 and 4.0mm diameter, 25-500mm | Globus Medical Australia Pty Limited |  | Change to Group benefit
LB152 | 13 - Spinal | QUARTEX Tapered Rods | Tapered rods which transition in diameter. | Diameter 3.5mm & 4.0mm transitioning up to 6.5mm Length 350mm -500mm | Globus Medical Australia Pty Limited |  | Change to Group benefit
LB182 | 13 - Spinal | CREO ADDITION - Z Rods | Z pre-shaped rods | Diameter 5.5-6.35mm 12mm Offset 100-200mm | Globus Medical Australia Pty Limited |  | Change to Group benefit
LB189 | 13 - Spinal | CREO DLX Rods | Curved, Straight and Hex-ended Rods | Diameter: 6.35mm Length: 20mm-600mm | Globus Medical Australia Pty Limited |  | Change to Group benefit
LB212 | 13 - Spinal | CREO® Side Loading Rod | Curved, straight and offset rods | Length: 20mm- 600mm | Globus Medical Australia Pty Limited |  | Change to Group benefit
HC020 | 13 - Spinal | KM Rod | Rod | 40-400mm | Health Care Surgical Pty Ltd |  | Change to Group benefit
HC028 | 13 - Spinal | G2S rods | Rod | L: 40-154mm | Health Care Surgical Pty Ltd |  | Change to Group benefit
HC031 | 13 - Spinal | SAXXO ROD | ROD | 35-400mm | Health Care Surgical Pty Ltd |  | Change to Group benefit
IB004 | 13 - Spinal | Vertefix II Alignment Rod | Alignment Rod | Diameters: 5.5 Length: 50, 75, 100, 125, 150, 200, 300mm | Implament |  | Change to Group benefit
DY578 | 13 - Spinal | Expedium Spine System | Rods | Length 30–600 mm | JOHNSON & JOHNSON MEDICAL PTY LTD |  | Change to Group benefit
JJ644 | 13 - Spinal | Extra long rod - Expendium Anterior Spine System | Rod - Titanium | 5.5mm x 450mm | JOHNSON & JOHNSON MEDICAL PTY LTD |  | Change to Group benefit
JJ648 | 13 - Spinal | Pre-cut rod - Expedium Anterior Spine System | Rod - Titanium | Diameter 5.5mm x lengths 45-150mm | JOHNSON & JOHNSON MEDICAL PTY LTD |  | Change to Group benefit
JJ760 | 13 - Spinal | Moss Miami (Titanium) | Swedge Rod | One Size | JOHNSON & JOHNSON MEDICAL PTY LTD |  | Change to Group benefit
MN113 | 13 - Spinal | Mountaineer Spine System | OC Adjustable Rod | 3.5mm | JOHNSON & JOHNSON MEDICAL PTY LTD |  | Change to Group benefit
MN169 | 13 - Spinal | VIPER Spinal System | Spinal Rods | 30-480mm | JOHNSON & JOHNSON MEDICAL PTY LTD |  | Change to Group benefit
MN264 | 13 - Spinal | SYMPHONY OCT System | Dual diameter rods | 3.5-6.35mm diameter | JOHNSON & JOHNSON MEDICAL PTY LTD |  | Change to Group benefit
MN268 | 13 - Spinal | SYMPHONY OCT System | Straight, hinged, and pre-lordosed rods | 3.5-4.0mm diameter | JOHNSON & JOHNSON MEDICAL PTY LTD |  | Change to Group benefit
SY143 | 13 - Spinal | Universal Spine System (USS) | Rods | Length 40 - 500mm | JOHNSON & JOHNSON MEDICAL PTY LTD |  | Change to Group benefit
SY446 | 13 - Spinal | CerviFix Posterior Cervical System | Rod: Tapered | 3.5/5.0 - 3.5/6.0 dual diameter, 300 -500mm | JOHNSON & JOHNSON MEDICAL PTY LTD |  | Change to Group benefit
SY564 | 13 - Spinal | Spinal Fixation System | Matrix Rods | 20mm - 500mm length | JOHNSON & JOHNSON MEDICAL PTY LTD |  | Change to Group benefit
JA015 | 13 - Spinal | Novel/Zenius Rods | Rod | 5.5, 6.0, 6.5 | JOY SURGICAL PTY LTD |  | Change to Group benefit
KH044 | 13 - Spinal | Rod | Rod | 30-500mm Length | KH NXGEN (AUST) PTY LIMITED |  | Change to Group benefit
KH051 | 13 - Spinal | Rod | Rods | 80 - 240mm Length | KH NXGEN (AUST) PTY LIMITED |  | Change to Group benefit
KH078 | 13 - Spinal | Kumafix Rod | Rod | Length : 30-500 mm | KH NXGEN (AUST) PTY LIMITED |  | Change to Group benefit
KH079 | 13 - Spinal | ZINA MIS Rod | ZINA MIS Spine System - Rod | Diameter x Length ( mm ) 5.5×30 5.5×35 5.5×40 5.5×45 5.5×50 5.5×55 5.5×60 5.5×65 5.5×70 5.5×75 5.5×80 5.5×85 5.5×90 5.5×95 5.5×100 5.5×110 5.5×120 5.5×130 5.5×140 5.5×150 5.5×160 5.5×170 5.5×180 5.5×190 5.5×200 5.5×210 5.5×220 5.5×230 5.5×240 5.5×250 5.5×300 5.5×350 5.5×400 5.5×450 5.5×500 | KH NXGEN (AUST) PTY LIMITED |  | Change to Group benefit
KH090 | 13 - Spinal | Rod | Rod | Diameter ： 5.5 mm & 6.0 mm Length : 30 mm - 500 mm | KH NXGEN (AUST) PTY LIMITED |  | Change to Group benefit
KH097 | 13 - Spinal | RS8 Long Rod | RS8 Long Rod | Straight & Curved Diameter : 5.5 mm & 6.0 mm Length : 30 - 500 mm | KH NXGEN (AUST) PTY LIMITED |  | Change to Group benefit
KB007 | 13 - Spinal | STERISPINE™ PS Sterile Connecting Rod | Sterile rod available in straight and prebent versions. | Pre bent rods-5.5mm Lengths (mm): 30-100 Straight Rods-5.5mm Lengths (mm): 100-380 | KINETIX LIFESCIENCES PTY LTD |  | Change to Group benefit
KB011 | 13 - Spinal | AnyPlus and AnyPlus II Rods | Straight and Pre-bent Rods | Diameter: 5.5mm Length: 40-200mm | KINETIX LIFESCIENCES PTY LTD |  | Change to Group benefit
JQ043 | 13 - Spinal | Invictus Rod | Rod, straight, curved Ti Alloy or CoCr | (3.5 - 6.0) mm diameter x (20-600)mm length | LE CHEMINANT, DAVID E |  | Change to Group benefit
JQ044 | 13 - Spinal | Invictus Dual Diameter Rod | Straight, Dual Diameter , Ti Alloy or CoCr | (3.5 or 4.0 or 5.5 )mm to (5.5 or 6.0)mm diameters x (200 - 600) mm length | LE CHEMINANT, DAVID E |  | Change to Group benefit
LH485 | 13 - Spinal | Paradigm Spinal System | DSS/ HPS Rod, Titanium alloy | 5.5mm diameter rod Length: 20mm to 300mm | LIFEHEALTHCARE PTY LIMITED |  | Change to Group benefit
LH712 | 13 - Spinal | Athena Rod | titanium alloy rods in both straight and curved | Diameter 5.5mm Lengths 25mm -700mm | LIFEHEALTHCARE PTY LIMITED |  | Change to Group benefit
LH751 | 13 - Spinal | Straight Rod | Straight Rod | Diameter 5.5 or 6 mm Length 35 - 505 mm | LIFEHEALTHCARE PTY LIMITED |  | Change to Group benefit
LM409 | 13 - Spinal | Capless Li Pedicle screw system - rod | Titanium rod. Straight and pre- bent | Straight and pre- bent, multiple sizes, 40-300mm | LMT SURGICAL PTY LTD |  | Change to Group benefit
LM416 | 13 - Spinal | Certex Spinal Implant System Rod | Rod | 3.5mm x 30-500mm | LMT SURGICAL PTY LTD |  | Change to Group benefit
LM417 | 13 - Spinal | Certex Spinal Implant System Transitional Rod | Transitional Rod | 3.5mm - 5.5mm x100mm - 500mm | LMT SURGICAL PTY LTD |  | Change to Group benefit
LM437 | 13 - Spinal | Amendia Savannah-T Pedicle Screw System-Rods | Pedicle Screw System-Rods, Straight and curved | dia 5.5 mm x length (30-500 mm) | LMT SURGICAL PTY LTD |  | Change to Group benefit
LM443 | 13 - Spinal | Excella Systems Rods | Pedicle Screw System Rods, Straight and curved | 5.5 & 6mm diameter 35 to 600mm length | LMT SURGICAL PTY LTD |  | Change to Group benefit
BF005 | 13 - Spinal | Smartloc Spinal Fixation System / Fixation Rod | Fixation Rod for Smartloc Spinal Fixation System | 40mm - 80mm | MATRIX MEDICAL INNOVATIONS PTY LTD |  | Change to Group benefit
BF029 | 13 - Spinal | Rods | Straight | 6mm x (32-300)mm | MATRIX MEDICAL INNOVATIONS PTY LTD | Only to be reimbursed when used in patients with spinal tumours requiring regular magnetic resonance imaging (MRI) and/or computerised tomography (CT) imaging and or adjuvant radiotherapy and/or proton therapy. | Change to Group benefit
MU108 | 13 - Spinal | M.U.S.T. Rods | Straight, Pre-Bent and Pre-Contoured Rods | 5.5; length 35 - 600mm | MEDACTA AUSTRALIA PTY. LTD. |  | Change to Group benefit
MU155 | 13 - Spinal | MUST MINI Rod | Rod | Diameter 3.5 Lenght 30 - 350 mm | MEDACTA AUSTRALIA PTY. LTD. |  | Change to Group benefit
MU156 | 13 - Spinal | MUST MINI Transition Rod | Transition Rod | Diameter 3.5 / 5.5 & 3.5 / 4.0 Lenght 120 ÷ 600 mm | MEDACTA AUSTRALIA PTY. LTD. |  | Change to Group benefit
MC396 | 13 - Spinal | TSRH Spinal Implant System | 3D - Rod | Length 20-120mm | MEDTRONIC AUSTRALASIA PTY LTD |  | Change to Group benefit
MC404 | 13 - Spinal | CD HORIZON Spinal System - Rod | Rod | 20mm - 600mm | MEDTRONIC AUSTRALASIA PTY LTD |  | Change to Group benefit
MC440 | 13 - Spinal | CD Horizon | Eclipse: 4.5mm Rod | 40 - 600mm | MEDTRONIC AUSTRALASIA PTY LTD |  | Change to Group benefit
MC587 | 13 - Spinal | CD Horizon Spinal System | Percutaneous Rod | 20mm to 600mm | MEDTRONIC AUSTRALASIA PTY LTD |  | Change to Group benefit
MI168 | 13 - Spinal | CD HORIZON SOLERA Spinal System | Apex and Tapered Rods | 4.75mm to 6.3mm diameter | MEDTRONIC AUSTRALASIA PTY LTD |  | Change to Group benefit
MI248 | 13 - Spinal | Vertex Spinal System | Rods | 20-600mm | MEDTRONIC AUSTRALASIA PTY LTD |  | Change to Group benefit
MI269 | 13 - Spinal | Infinity Spinal System | Pre - curved rod | Length 25 - 200mm | MEDTRONIC AUSTRALASIA PTY LTD |  | Change to Group benefit
MI270 | 13 - Spinal | Infinity Spinal System | Straight Rod | Length 120 - 600 mm | MEDTRONIC AUSTRALASIA PTY LTD |  | Change to Group benefit
MI460 | 13 - Spinal | PASS Pedical Spine System Rod | PASS Pedical Spine System Rod | 5.5 & 6.0 mm diameter Multiple lengths | MEDTRONIC AUSTRALASIA PTY LTD |  | Change to ARTG, Change to Group benefit
MI470 | 13 - Spinal | Straight rods | Straight rods | All sizes | MEDTRONIC AUSTRALASIA PTY LTD |  | Change to Group benefit
MI471 | 13 - Spinal | Dual diameter rod | Dual diameter rod | All sizes | MEDTRONIC AUSTRALASIA PTY LTD |  | Change to Group benefit
MI524 | 13 - Spinal | CD Horizon™ ModuLeX™ 5.5 Spinal System - Rod | Rod | Diameter: 5.5mm; Length 25mm - 120mm | MEDTRONIC AUSTRALASIA PTY LTD |  | Change to Group benefit
NV025 | 13 - Spinal | VuePoint rod | Rod | 60mm x 3.5mm, 120mm x 3.5mm, 240mm x 3.5mm | NUVASIVE (AUST/NZ) PTY LTD |  | Change to Group benefit
NV026 | 13 - Spinal | VuePoint rod (transition) | Transition Rod | 3.5mm to 5.5mm | NUVASIVE (AUST/NZ) PTY LTD |  | Change to Group benefit
NV028 | 13 - Spinal | VuePoint rod (pre-bent) | Pre-bent rod | 80-240mm | NUVASIVE (AUST/NZ) PTY LTD |  | Change to Group benefit
NV060 | 13 - Spinal | Armada (Rod) | Rod | 5.5mm x (25/30/35/40/45/50/55/60/65/70/75/80/85/90/100/120) 300/500mm | NUVASIVE (AUST/NZ) PTY LTD |  | Change to Group benefit
NV088 | 13 - Spinal | Precept (Rod) | Rod | 15-600mm | NUVASIVE (AUST/NZ) PTY LTD |  | Change to Group benefit
NV116 | 13 - Spinal | Reline (Rod) | Rod | 4.5-6mm diameter, and 15-600mm length, Ti and CoCr | NUVASIVE (AUST/NZ) PTY LTD |  | Change to Group benefit
NV136 | 13 - Spinal | Reline System (Tapered Rod) | Tapered Rod | 5.0- 6.0mm diameter, and 300-500mm length, Ti and CoCr | NUVASIVE (AUST/NZ) PTY LTD |  | Change to Group benefit
OH582 | 13 - Spinal | Venus Spinal Fixation System - Rods | Venus - Rods | D 4.0 - 5.5mm L 40-480mm | Orthotech Pty Ltd |  | Change to Group benefit
PZ033 | 13 - Spinal | Centaur Rod | Standard | 30-480mm | Prism Surgical Designs Pty Ltd |  | Change to Group benefit
PZ050 | 13 - Spinal | Centaur Screw System | Percutaneous Rods | 30mm-480mm | Prism Surgical Designs Pty Ltd |  | Change to Group benefit
PZ065 | 13 - Spinal | Centaur Spinal System | Rods | Diameter 5.5mm x 30mm - 480mm Length | Prism Surgical Designs Pty Ltd |  | Change to Group benefit
RI010 | 13 - Spinal | Streamline MIS- Rods | Titanium Alloy straight and pre-bent Rods | Titanium 5.5mm pre-bent rod lengths range from 35-80mm in 5mm increments and 90-200 in 10mm increments; straight rod lengths range from 35-80mm in 5mm increments and 90-200 250mm in 10mm increments, 300 & 350mm. | RTI Surgical Australia Pty Ltd |  | Change to Group benefit
RI017 | 13 - Spinal | Streamline TL/Quantum- Rods | Titanium Alloy and Cobalt Chrome (CoCr) Spinal Rods | Titanium 5.5mm pre-bent rod lengths range from 35-150mm in 5mm increments; Titanium 5.5mm straight rod lengths of 35mm, 40-110mm in 10mm increments, and with hex end in lengths of 120mm, 150mm, 200mm, 400mm and 600mm. CoCr 5.5mm straight rod with hex end in lengths of 200mm, 400mm, and 600mm. | RTI Surgical Australia Pty Ltd |  | Change to Group benefit
RI048 | 13 - Spinal | HPS™ Rod | straight and pre-bent Rods | 20-300mm | RTI Surgical Australia Pty Ltd |  | Change to Group benefit
SF111 | 13 - Spinal | Freedom Systems Rods | Freedom System Rods, Straight and Curved | Diameter 5.5mm, Lengths 40-500mm | SIGNATURE ORTHOPAEDICS PTY LTD |  | Change to Group benefit
SF171 | 13 - Spinal | Freedom Posterior Screw Rod | Freedom Posterior Screw Rod Straight/PreBent CrCo/Titanium | Ø3.5 to 5.5 20-500mm | SIGNATURE ORTHOPAEDICS PTY LTD |  | Change to Group benefit
UT012 | 13 - Spinal | SOLFIX2 Rods | Rods (straight soft rods, straight hard rods) | Diameter: 5.5mm, 6mm, Length: 35mm - 500mm | SOUTHERN CROSS SURGICAL PTY LTD |  | Change to Group benefit
DU007 | 13 - Spinal | Perla Posterior Cervico-Thoracic Fixation System - Rod | Straight rods, pre-bent rods - Titanium or cobalt chromium | Diameter: 3.5mm Length: 20mm, 25mm, 30mm, 35mm, 40mm, 45mm, 50mm, 55mm, 60mm, 65mm, 70mm, 75mm, 80mm, 85mm, 90mm, 100mm, 110mm, 120mm, 240mm, 350mm | SPINEART AUSTRALIA PTY. LTD. |  | Change to Group benefit
DU008 | 13 - Spinal | Perla Posterior Cervico-Thoracic Fixation System - Transition Rod | Transition rods - Titanium or cobalt chromium | Diameter: 3.5/5.4 to 6.0 mm Length: 300mm, 600mm | SPINEART AUSTRALIA PTY. LTD. |  | Change to Group benefit
DU021 | 13 - Spinal | Romeo 2/Romeo 2 MIS Posterior Thoraco-lumbar Fixation System - Rod, Percutaneous Rod | Rod, percutaneous rod | Rod - Diameter 5.4mm Length: pre-bent: 30mm, 35mm, 40mm, 45mm, 50mm, 55mm, 60mm, 70mm, 80mm, 90mm; straight: 100mm, 120mm, 140mm, 160mm, 180mm, 200mm, 220mm, 240mm, 350mm, 500mm, 550mm Percutaneous Rod - Diameter: 5.4mm Length: pre-bent - 30mm, 35mm, 40mm, 45mm, 50mm, 55mm, 60mm, 65mm, 70mm, 75mm, 80mm, 85mm, 90mm; straight - 100mm, 110mm, 120mm, 130mm, 140mm, 150mm, 160mm, 170mm, 180mm, 190mm, 200mm, 210mm, 220mm, 230mm, 240mm, 250mm | SPINEART AUSTRALIA PTY. LTD. |  | Change to Group benefit
DU048 | 13 - Spinal | Perla TL Posterior thoraco-lumbar fixation system - rod | Straight rods, pre-bent rods - Titanium or colbalt chromium | Diameter: 5.5, 6mm. Length: 30 - 550mm | SPINEART AUSTRALIA PTY. LTD. |  | Change to Group benefit
DU056 | 13 - Spinal | Perla Posterior Occipito-Cervico-Thoracic fixation system - adjustable occipital rod | Adjustable occipital rod (titanium) | Small, Medium | SPINEART AUSTRALIA PTY. LTD. |  | Change to Group benefit
DU059 | 13 - Spinal | Perla TL Posterior thoraco-lumbar fixation system - percutaneous rod | Percutaneous straight rods, pre-bent rods - Titanium | Diameter: 5.5, 6mm. Length: 30 - 250mm | SPINEART AUSTRALIA PTY. LTD. |  | Change to Group benefit
DU060 | 13 - Spinal | Perla Posterior Occipito-Cervico-Thoracic fixation system - occipital rod | Occipital rod - Titanium or cobalt chromium | 3.5 x 220 - 90mm or 3.5 x 120 - 90 mm | SPINEART AUSTRALIA PTY. LTD. |  | Change to Group benefit
HW389 | 13 - Spinal | Xia / Mantis Spine System | Rod | Diameter: 5.5mm - 6mm. Length: 20mm - 600mm | STRYKER AUSTRALIA PTY LTD |  | Change to Group benefit
HW483 | 13 - Spinal | ES2 Spinal System, Rod | Hex end rods | 5.5mm x 20 - 600mm | STRYKER AUSTRALIA PTY LTD |  | Change to Group benefit
HW654 | 13 - Spinal | OASYS Spine System | Transition Rods | 3.5mm transitioning to 4.5mm, 5.5mm and 6.0mm. Ti Alloy and Vitallium | STRYKER AUSTRALIA PTY LTD |  | Change to Group benefit
HW655 | 13 - Spinal | Xia Spine System | Transition Rods | 4.5 mm transitioning to 5.5mm and 6.0mm. Titanium Alloy and Vitallium | STRYKER AUSTRALIA PTY LTD |  | Change to Group benefit
HW727 | 13 - Spinal | Mesa/Denali/Everest Rod | Straight and Contoured, CoCr, Ti Rods | Length: 25mm - 600 mm; Diameter: 3.5mm - 6.5 mm | STRYKER AUSTRALIA PTY LTD |  | Change to Group benefit
HW735 | 13 - Spinal | Caspian OCT Spinal System - Rod | cervico-thoracic posterior rigid fixation system - Rod | Diameter: 3.5mm Length: 1.80mm - 240mm | STRYKER AUSTRALIA PTY LTD |  | Change to Group benefit
HW755 | 13 - Spinal | K2M Spinal Systems-Transitional Rod | Transitional Rod | 3.5-(4.5 /5.5)mm x (300-600)mm length or 5.5/5.5mm x 495 rod/rail | STRYKER AUSTRALIA PTY LTD |  | Change to Group benefit
SK224 | 13 - Spinal | Oasys-Occipito Cervico Thoracic System | Rods - Ti-6A1-4V or Vitallium | Diameter 3.5mm, Length 25mm-350mm | STRYKER AUSTRALIA PTY LTD |  | Change to Group benefit
SQ101 | 13 - Spinal | RESPONSE Spine System – Rod | CoCr, Ti | 500mm-600mm Length | Surgical Specialties Pty Limited |  | Change to Group benefit
VB005 | 13 - Spinal | Lumfix Rod | Rod, Strasight, Curved with or without end stop. Titanium or coCr | (5.5 - 6.0)mm diameter x (35-500)mm length | VICKI PARTRIDGE PTY LTD |  | Change to Group benefit
LH457 | 13 - Spinal | DSS Fusion Coupler | The DSS Fusion Coupler is a telescoping coupler that rigidly joins the DSS pedicle screws. | 20mm - 22mm 22mm - 25mm 25mm - 31mm 31mm - 43mm | LIFEHEALTHCARE PTY LIMITED |  | Change to Group benefit
NW036 | 13 - Spinal | Virage Occipital Rod | Occipital Hinged Rod | One size | BIOMET 3I AUSTRALIA PTY LIMITED |  | Change to Group benefit
ER318 | 13 - Spinal | Ulrich posterior OCT System (neon3)-Rods, occipital | Ulrich posterior OCT System (neon3)-Rods, occipital, various shapes | dia 4 mm x length (240-300 mm) | EMERGO ASIA-PACIFIC PTY. LIMITED |  | Change to Group benefit
LB163 | 13 - Spinal | QUARTEX Occipital Jointed Rod | Occipital Jointed Rods | Left and Right, 4mm -Left and Right | Globus Medical Australia Pty Limited |  | Change to Group benefit
HC019 | 13 - Spinal | KM Occipital Plate | Occipital Plate Rod | 3-5mm | Health Care Surgical Pty Ltd |  | Change to Group benefit
JQ034 | 13 - Spinal | Invictus Hinged Rod | Hinged Rod. Ti Alloy | Cranial: (3.5, 4.0) mm diameter x 90mm length Caudal, (3.5, 4.0)mm diameter x 210mm length | LE CHEMINANT, DAVID E |  | Change to Group benefit
LM428 | 13 - Spinal | Pre-Bent rods | Pre-Bent rods | 3.5mm diameter rods | LMT SURGICAL PTY LTD |  | Change to Group benefit
MI271 | 13 - Spinal | Infinity Spinal System | Occipital Hinged Rod | Length 100 - 200mm | MEDTRONIC AUSTRALASIA PTY LTD |  | Change to Group benefit
NV101 | 13 - Spinal | Vuepoint (Hinged Rod) | The VuePoint OCT System is intended to promote fusion of the cervical spine and occipito-thoracic junction (Occiput-T3), and is indicated for; 1: Degenerative disc disease (as defined by back pain of discogenic origin with degeneration of the disc confimred by patient history and radiographic studies), 2: Degenerative spondylolisthesis with objective evidence of neurologic impairment, 3: Fractur/Dislocation, 4: Spinal Stenosis, 5: Atlantaxial fracture with instability, 6; Occipitocervical dislocation, 7: Spinal tumor and/or 8: revision of previous cervical spine surgery | one size only | NUVASIVE (AUST/NZ) PTY LTD |  | Change to Group benefit
NV147 | 13 - Spinal | MAGEC Spinal Bracing and Distraction System | Magnetically controlled growing rods | Actuator length: 70-90.mm | NUVASIVE (AUST/NZ) PTY LTD |  | Change to Group benefit
ER320 | 13 - Spinal | Ulrich posterior OCT System (neon3)-Plate-rod | Ulrich posterior OCT System (neon3)-Occipital plate, lateral, with rod | One size | EMERGO ASIA-PACIFIC PTY. LIMITED |  | Change to Group benefit
SY445 | 13 - Spinal | CerviFix Posterior Cervical System | Occipital Plate Rod | one size | JOHNSON & JOHNSON MEDICAL PTY LTD |  | Change to Group benefit
MC543 | 13 - Spinal | Vertex Spinal System | Plate/rod | 80 - 240mm | MEDTRONIC AUSTRALASIA PTY LTD |  | Change to Group benefit
SY145 | 13 - Spinal | Universal Spine System (USS) | Half Ring | SS, Standard, Self-Holding | JOHNSON & JOHNSON MEDICAL PTY LTD |  | Change to Group benefit
MC436 | 13 - Spinal | CD-Horizon | C-ring | One size only | MEDTRONIC AUSTRALASIA PTY LTD |  | Change to Group benefit
GK001 | 13 - Spinal | 3D fusion ACDF | Stand-alone anterior cervical discectomy and fusion (ACDF) fixation system: cage, screws and locking cap. The 3DMorphic ACDF integral screw fixation device (cage) is intended to immobilize, stabilize and maintain the height between instrumented segments and support loading in the cervical spine until fusion occurs. The 3DMorphic ACDF device has a trapezoidal, ring shaped footprint with a central graft window that can receive bone graft. The superior and inferior surfaces of the device are made to fit the patient’s vertebral endplate anatomy and feature serrated teeth to resist expulsion from the interbody space. The anterior surface of the device features screw holes and a threaded locking cap hole as the device is designed for use with integral fixation screws and a locking cap. The device is offered in a variety of footprints, heights, lordotic and scoliotic angles according to the patient’s anatomy and surgeon’s specifications. | Footprints: 10mm to 23mm L x 08mm to 30mm W. Minimum anterior height is 6mm. L = Anterior-posterior depth (DD in the catalogue), W = width (WW in the catalogue), height and angle vary according to surgeon request as the devices are custom-made. Please refer to attached catalogue for full size range. | 3DMORPHIC PTY LTD |  | Change to Group benefit
PB006 | 13 - Spinal | DCS System | Anterior cervical interbody fusion system | Cage Height: 5/6/7/8/9/10/11/12 mm | AUSTRALIAN PACIFIC MEDICAL PTY LTD |  | Change to Group benefit
NW039 | 13 - Spinal | ROI-C Cervical Cage | A cervical cage for anterior approaches to cervical spine | Footprints 12x14, 12x15.5, 14x14, 14x15.5; 14x17mm; Heights 4.5mm to 10mm | BIOMET 3I AUSTRALIA PTY LIMITED |  | Change to ARTG, Change to Group benefit
DE662 | 13 - Spinal | Shoreline ACS NoProfile Cage | Cervical cage with no anterior profile | Footprints: 16 x 14mm and 18 x 15mm Heights: 6 -12 mm 7 Degrees Lordosis | DEVICE TECHNOLOGIES AUSTRALIA PTY. LTD. |  | Change to Group benefit
EY034 | 13 - Spinal | Dakota ACDF System | Dakota ACDF System comprising of ACDF cage, ACDF plate, locking screw, bone screw | 5mm to 12mm heights | E4 SURGICAL PTY LTD |  | Change to Group benefit
ER595 | 13 - Spinal | Lonestar Cervical Stand Alone System Cage | The Lonestar Cervical Stand Alone device is a stand-alone cervical cage system consisting of cages, screws and a anti-backout cover plate. The Lonestar is manufactured from PEEK and Titanium with Titanium Bone Screws. | 15mm W x 13mm L. Parallel & & degree lordotic. 6-14mm H in 1mm increments 15mm W x 15mm L. Parallel & & degree lordotic. 6-14mm H in 1mm increments 17mm W x 13mm L. Parallel & & degree lordotic. 6-14mm H in 1mm increments 17mm W x 15mm L. Parallel & & degree lordotic. 6-14mm H in 1mm increments | EMERGO ASIA-PACIFIC PTY. LIMITED |  | Change to Group benefit
IY029 | 13 - Spinal | HRCc Cervical Locking Cage | Cervical Locking Cage | Size 4 to 9 Standard and Large | EVOLUTION SURGICAL PTY LTD |  | Change to Group benefit
IY052 | 13 - Spinal | Mako ACDF Cage | ACDF Locking Cage | Small, Medium, Large, Extra-Large 6 and 9 degrees 5mm to 10mm | EVOLUTION SURGICAL PTY LTD |  | Change to Group benefit
IY055 | 13 - Spinal | Tesera SC / Tesera-k SC | Integrated Fusion Cage – Construct achieves integral fixation with screws and a locking mechanism | Foot Print (14.5-19mm) Wide x (12.5 - 16mm) Deep x (5-12mm) Height, 2-12 Degrees Lordosis | EVOLUTION SURGICAL PTY LTD |  | Change to Group benefit
LB065 | 13 - Spinal | COALITION Spacer | ACDF Spacer | 12mm x 14mm, 14mm x 16mm and 15mm x 18mm ,5mm - 12mm height | Globus Medical Australia Pty Limited |  | Change to Group benefit
LB207 | 13 - Spinal | HEDRON IC | 3D Printed Integrated ACDF Plate-Spacer including screws | Footprint: 12X14, 14X16, 15X18mm Height: 5-12mm Screws 3.6-4.2mm, 12-20mm | Globus Medical Australia Pty Limited |  | Change to Group benefit
IB001 | 13 - Spinal | STACC Cervical Cage | PEEK Stand alone interbody fusion cage | 5.5, 6.5, 7.5, 8.5 (Height) x 14mm (Width) | Implament |  | Change to Group benefit
SY752 | 13 - Spinal | Zero-P | Anterior Cervical Interbody Fusion System with locking screws | 5-12mm Height | JOHNSON & JOHNSON MEDICAL PTY LTD |  | Change to Group benefit
LH587 | 13 - Spinal | Cervical Spine Truss System - Stand Alone Cage | Cage and optional locking plate/locking screw | cage 6 - 12mm height, screw locking plate 6-12mm height. | LIFEHEALTHCARE PTY LIMITED |  | Change to Group benefit
LH762 | 13 - Spinal | IRIX - C Implants | Cervical intergrated fusion system | 18 x 14mm and 16 x 13mm; Heights 5 - 12mm; Shape - Lordotic and parallel | LIFEHEALTHCARE PTY LIMITED |  | Change to Group benefit
BF022 | 13 - Spinal | Redmond Cervical Cage | Stand-alone cervical interbody fusion cage with locking cap | 14mm L x 15mm W; 5mm - 12mm H 15mm L x 15mm W; 5mm - 12mm H 15mm L x 17mm W; 5mm - 12mm H | MATRIX MEDICAL INNOVATIONS PTY LTD |  | Change to Group benefit
MU177 | 13 - Spinal | Mecta-C Stand Alone System | TiPEEK Anterior cervical cages + screws | Height: from 5 mm to 12 mm in 1 mm increments 15 mm x 13 mm, 16 mm x 14 mm, 18 mm x 15 mm 7° lordosis | MEDACTA AUSTRALIA PTY. LTD. |  | Change to Group benefit
MI154 | 13 - Spinal | Divergence Anterior Cervical Fusion Standalone System | Divergence anterior cervical fusion Standalone interbody device | 5-10mm height | MEDTRONIC AUSTRALASIA PTY LTD |  | Change to Group benefit
MI327 | 13 - Spinal | Endoskeleton TCS | Titanium Stand Alone ADCF Cage, sterile or non-sterile also with Nanolock™ surface technology, sterile | 12-16mm Length, 14-18mm Width, 5-12mm Heights | MEDTRONIC AUSTRALASIA PTY LTD |  | Change to Group benefit
MI482 | 13 - Spinal | Cervical Fusion Cage | Cervical Fusion Cage | Multiple sizes for patient anatomy | MEDTRONIC AUSTRALASIA PTY LTD |  | Change to Group benefit
NV103 | 13 - Spinal | CoRoent Small Interlock (cage) | The CoRoent Small Interlock System is a stand-alone anterior cervical interbody fusion system indicated for use in skeletally mature patients with degenerative disc disease (DDD) at one level from C2-T1. | Width 14-18mm x length 10-14mm x Height 5-16mm x Lordosis 0-20˚ | NUVASIVE (AUST/NZ) PTY LTD |  | Change to ARTG, Change to Group benefit
PZ046 | 13 - Spinal | Borealis Spine System | Cervical Cage IF | Extra small - Extra Large | Prism Surgical Designs Pty Ltd |  | Change to ARTG, Change to Group benefit
UT003 | 13 - Spinal | SPICCA-S2 Anterior Cervical Fusion Cage | Anterior cervical fusion cage; PEEK, Titanium coated PEEK, or 3D printed Titanium. | Footprints: 15mm x 14mm, 17.5mm x 15mm, 19.5mm x 17mm; Height: 4mm - 10mm; Lordosis: 7 or 12 degrees. | SOUTHERN CROSS SURGICAL PTY LTD |  | Change to Group benefit
DU011 | 13 - Spinal | Scarlet AC-T Cervical Cage | Cervical cage - anatomical, lordotic | Height: 5mm, 6mm, 7mm, 8mm, 9mm, 10mm Footprint: 12 x 15mm (Small); 14 x 17mm (Large) | SPINEART AUSTRALIA PTY. LTD. |  | Change to Group benefit
DU066 | 13 - Spinal | Tryptik MC cage/plate/screw | Integrated titanium anterior fixation plate with screws and PEEK cage | Cage: Height: 5mm, 6mm, 7mm. Depth: 12mm, 14mm. Screws: Dia.: 4 and 4.5 mm. Length: 12 to 18 mm. | SPINEART AUSTRALIA PTY. LTD. |  | Change to Group benefit
HW518 | 13 - Spinal | AVS Anchor C Cervical Cage System | Standalone Cervical Cage | 12 x 14mm, 14 x 16mm, height range ; 6mm-12 mm.) 0, 4 and 8 degree angulation | STRYKER AUSTRALIA PTY LTD |  | Change to Group benefit
HW747 | 13 - Spinal | Chesapeake Cervical | Cage with intergral fixation | Height: 5mm - 15mm | STRYKER AUSTRALIA PTY LTD |  | Change to Group benefit
HW771 | 13 - Spinal | Chesapeake Cervical PEEK | Cervical fusion cage with integrated fixation | Heights 5-12mm | STRYKER AUSTRALIA PTY LTD |  | Change to Group benefit
GK002 | 13 - Spinal | 3D fusion lumbar cage | Stand-alone anterior lumbar interbody fusion (ALIF) fixation system: cage, screws and locking caps. 3DMorphic ALIF integral screw fixation device (cage) is intended to immobilize, stabilize and maintain the space between instrumented segments and support loading in the lumbar spine until fusion occurs. The 3DMorphic ALIF device has a trapezoidal, ring shaped footprint, and features a central graft window that can receive bone graft. The superior and inferior surfaces of the device are adapted to match the patient’s vertebral endplate anatomy and feature serrated teeth to resist expulsion from the interbody space. The anterior surface of the device features screw holes and threaded locking cap holes as the device is designed for use with integral fixation screws and locking caps. The cage is offered in a variety of footprints, heights, lordotic and scoliotic angles according to the patient’s anatomy and surgeon’s specifications. | Footprints: 20mm to 36mm L x 19mm to 58mm W. Minimum anterior height is 10mm. L = Anterior-posterior depth (DD in the catalogue), W = width (WW in the catalogue), height, angle and number of screws vary according to surgeon request and patient anatomy as the devices are custom-made. Please see attached catalogue for full list of sizes. | 3DMORPHIC PTY LTD |  | Change to Group benefit
GK007 | 13 - Spinal | 3D Fusion integral fixation ATP Cage | Titanium ATP fusion cage with integral fixation | Width: 18-24mm Length - 35mm-60mm Height - 3mm-30mm and angle 0-35 as per patient specific requirements for the designed cage. | 3DMORPHIC PTY LTD |  | Change to Group benefit
BB346 | 13 - Spinal | Arcadius L Stand-Alone Interbody Device | Titanium Coated PEEK ALIF CAGE | 4 degree, 9 degree & 14 degree lordosis with width 35mm x Depth 25mm X Height 10/12/14/16/18/20mm. 4 degree, 9 degree & 14 degree lordosis with Width 40mm x Depth 29mm x Height 10/12/14/16/18/20mm. | B BRAUN AUSTRALIA PTY LTD |  | Change to Group benefit
NW040 | 13 - Spinal | ROI-A ALIF Cage | The ROI-A implant is an ALIF interbody/fusion cage manufactured from PEEK-Optima. If the surgeon so chooses, additional stability can be added to the construct by inserting optional self-guided, locking anchoring plates into the cage and the adjacent vertebral bodies. | Footprints 23x26mm, 30x33mm, 33x36m, 27x36mm, 30x39mm. Lordosis angles 2, 6, 10, 14 degrees. Heights 9-19mm. 1 cage per pack. | BIOMET 3I AUSTRALIA PTY LIMITED |  | Change to ARTG, Change to Group benefit
DE796 | 13 - Spinal | Meridian No Profile Cage with Locking Plate and Screws | No Profile ALIF cage with titanium faceplate - two or three hole, with Screws | Cage 31x24, 35x27, 39x30 10-20mm Heights 10, 15, 20 & 25 Degree Lordosis Screws: 5.5 & 6.0mm, 15mm-35mm Locking cover : one size | DEVICE TECHNOLOGIES AUSTRALIA PTY. LTD. |  | Change to Group benefit
DE797 | 13 - Spinal | Meridian TruProfile ALIF Cage, Plate, Locking Cover, Screws | Anterior lumbar cage with plate, locking cover and screws | Cage: 31x24, 35x27, 39x30;10-20mm Heights;10, 15, 20 & 25 Degree Lordosis Plate: 2 & 4 Hole, Size 10mm-20mm Locking Cover: 10mm-20mm Screws: 5.5 & 6.0mm, 15mm-35mm | DEVICE TECHNOLOGIES AUSTRALIA PTY. LTD. |  | Change to Group benefit
EY039 | 13 - Spinal | Dakota ALIF construct | Anterior lumbar fusion device: construct containing Dakota ALIF Cage, integrated faceplate and screw | 11mm to 19mm | E4 SURGICAL PTY LTD |  | Change to Group benefit
ER538 | 13 - Spinal | Signus BIG ST – Lumbar Cage and fixation screws system | ALIF Lumbar Cage and fixation screws | 10 – 20mm : 8 deg 12 deg 16deg & 20deg | EMERGO ASIA-PACIFIC PTY. LIMITED |  | Change to Group benefit
ER596 | 13 - Spinal | PILLAR SA PTC | ALIF cage constructed of PEEK Titanium composite (PTC) with cover plate | Width - 33mm to 43mm Depth/Length - 28mm Height - 12mm to 20mm Cover Plate - 33mm to 43mm Lordosis - 7 to 12 degrees | EMERGO ASIA-PACIFIC PTY. LIMITED |  | Change to Group benefit
ER597 | 13 - Spinal | PILLAR SA | ALIF Cage constructed of PEEK with titanium cover plate | Width - 33mm to 43mm Length/Depth - 28mm to 32mm Height - 12mm to 20mm Lordosis - 7 degrees to 12 degrees Coverplate - 33mm-43mm | EMERGO ASIA-PACIFIC PTY. LIMITED |  | Change to Group benefit
IY031 | 13 - Spinal | Evolution TM2 Cage | Thoraco Lumbar ALIF cage | standard | EVOLUTION SURGICAL PTY LTD |  | Change to Group benefit
IY054 | 13 - Spinal | Tesera SA / Tesera-k SA | Integrated Fusion Cage – Construct achieves integral fixation with screws and locking mechanism | Footprint (30-42mm)x(26-32mm); Height 11-21mm, Lordosis 7-28 Degrees | EVOLUTION SURGICAL PTY LTD |  | Change to Group benefit
LB001 | 13 - Spinal | Independence Spacer | Spacer with integral plate | small (24 X30mm), medium (26 X 34mm), large (29mm X 39mm) 8,15, 20, 25 and 30 deg 11mm – 25mm height | Globus Medical Australia Pty Limited |  | Change to Group benefit
LB171 | 13 - Spinal | ELSA Expandable Lateral Interbody Fusion Spacer | Expandable lateral interbody fusion spacer with integrated fixation | Height (unexpanded): 7-11mm Height (expanded): 14-20mm Length: 40-65mm Width: 20mm | Globus Medical Australia Pty Limited |  | Change to Group benefit
LB175 | 13 - Spinal | ELSA ATP | Anterior-to-Psoas Expandable Lumbar Spacer | Width: 20mm Length - 40mm-65mm Unexpanded Height - 7-10mm Expanded Height - 14mm-17mm | Globus Medical Australia Pty Limited |  | Change to Group benefit
LB206 | 13 - Spinal | HEDRON IA | 3D Printed Integrated ALIF Spacer including screws/anchor | Spacer Footprint: 24X30, 26X34, 29X39mm Height: 11-21mm Screws/Anchor: Diameter 5.5mm, Length 20-40mm | Globus Medical Australia Pty Limited |  | Change to Group benefit
SY801 | 13 - Spinal | SynFix Spinal System | Evolution, Interbody Fusion Spacer with locking screws | Size: Small; Small deep; Medium; Medium Deep; Large; Large Deep. Height: 10.5 mm - 19 mm Angle: 6°, 10°, 14°, 18°. Locking screws: 20, 25, 30 mm; 4.0mm diameter; Fine tip, Blunt tip | JOHNSON & JOHNSON MEDICAL PTY LTD |  | Change to Group benefit
LH715 | 13 - Spinal | Integrated Anterior Lumbar Spine Truss Cage | Cage with integral fixation | 8-20mm heights | LIFEHEALTHCARE PTY LIMITED |  | Change to Group benefit
LM512 | 13 - Spinal | Stand-Alone ALIF System including screws for integral fixation | Stand-Alone ALIF System including screws for integral fixation | 10-20mm (H) x 30, 36, 40mm (W) x 8°, 14°, 20°, 30° | LMT SURGICAL PTY LTD |  | Change to Group benefit
LM514 | 13 - Spinal | ALIF Cage construct including screws and cover plate for integral fixation | ALIF Cage construct including screws and cover plate for integral fixation | Cage 10 - 20mm (H) x 20, 26, 40mm (W) x 8°, 14°, 20°, 30° Screws 5.5mm, 20-30 Cover Plate Small, Large | LMT SURGICAL PTY LTD |  | Change to Group benefit
MU121 | 13 - Spinal | MectaLIF Anterior Stand-Alone TiPEEK Cages. | TiPEEK Anterior Interbody cage with integral plate and screws | cages: 24x31, 27x35, 30x35, 30x40, 29x31, 32x35, 35x35, 35x40 mm. Height 10-18 in 2mm increments plates various designs screws with diameter: 5 & 5.5mm and length: 25, 30, 35 & 40mm | MEDACTA AUSTRALIA PTY. LTD. |  | Change to Group benefit
MC987 | 13 - Spinal | Sovereign Spinal System - Interbody Spacer | Sovereign Spinal System - Interbody Spacer with Coverplate | Small - 32mm x 23mm, Medium - 37mm x 27mm, Large - 42mm x 30mm | MEDTRONIC AUSTRALASIA PTY LTD |  | Change to Group benefit
MI326 | 13 - Spinal | Endoskeleton TAS | Titanium lumbar cage with integrated fixation, sterile or non-sterile also with NanoLock™ surface technology, sterile . | 10-17mm Height, 32-40mm x 21-27mm Width, 7˚-24˚ Angles | MEDTRONIC AUSTRALASIA PTY LTD |  | Change to Group benefit
MI513 | 13 - Spinal | Anteralign™ - LS cage | Interbody cage and fixation screws | Height: 10 mm - 20 mm; Width: 32 mm - 42 mm; Length: 25 mm - 32 mm; Lordosis: 6° - 30° | MEDTRONIC AUSTRALASIA PTY LTD |  | Change to Group benefit
NV071 | 13 - Spinal | Brigade (implant) | Interbody fusion implant | 4-20mm x 34-42mm x 24-32mm, 0-30 degrees | NUVASIVE (AUST/NZ) PTY LTD |  | Change to ARTG, Change to Group benefit
NV170 | 13 - Spinal | Modulus ALIF | Integrated fixation lumbar fusion cage including bolts. | Cage: 6-12mm X 34-42mm X 24-32mm Bolt: Diameter 5-6mm, Length 15-30mm | NUVASIVE (AUST/NZ) PTY LTD |  | Change to Group benefit
PC017 | 13 - Spinal | Nik-Alias Cage | Anterior Lumbar Cage with integral fixation (PEEK, HA PEEK, Titanium, Porous Titanium) | Angle 0 - 12 degrees, Length 40 - 60mm, Height 8 - 16mm | PRECISION SURGICAL PTY LTD |  | Change to Group benefit
PC023 | 13 - Spinal | Stalif | Lumbar/Thoracolumbar Interbody Fusion Cage | W: 30-42mm H: 11-21mm Lordosis: 8-20° | PRECISION SURGICAL PTY LTD |  | Change to Group benefit
PC024 | 13 - Spinal | Stalif Midline II Ti | Interbody Fusion Cage | 30-42 | PRECISION SURGICAL PTY LTD |  | Change to Group benefit
PZ045 | 13 - Spinal | Australis Spine System | Thoracolumbar Cage IF | extra small - extra large | Prism Surgical Designs Pty Ltd |  | Change to Group benefit
UT005 | 13 - Spinal | SASCA-2 ALIF Cage | Anterior lumber interbody fusion screw cage; PEEK, Titanium coated PEEK, or 3D printed Titanium. | Footprints: 37mm x 27mm, 41mm x 28mm; Height: 8mm - 18mm; Lordosis: 8, 15 or 20 degrees. | SOUTHERN CROSS SURGICAL PTY LTD |  | Change to Group benefit
DU037 | 13 - Spinal | Scarlet AL-T Secured Lumbar Cage | Secured Lumbar Cage | Small, Medium and Large Footprint Height 10-18mm | SPINEART AUSTRALIA PTY. LTD. |  | Change to Group benefit
HW678 | 13 - Spinal | Monterey AL, Cage with integral fixation | ALIF cage with integral fixation | 10-24mm | STRYKER AUSTRALIA PTY LTD | This billing code is for Monterey AL Cage but only when it is used with screws to achieve integral fixation.’ It was noted that when the cage is used without screws it should be listed on PL in the grouping 13.10.02.02 Spinal, Fusion cage, interbody, no integral fixation, ThoracoLumbar/Lumbar. | Change to Group benefit
HW743 | 13 - Spinal | Chesapeake Spinal System | Thoracolumbar Cage Peek/Ti | Footprint: 24mm - 30mm x 30mm - 40mm Height: 11mm - 21mm | STRYKER AUSTRALIA PTY LTD |  | Change to Group benefit
FY004 | 13 - Spinal | Novomax Fusion | Cervical Interbody Fusion Device, CaO-SiO2 based glass ceramic | (15 x 13)mm footprint x (5-10)mm height, 3 degree lordosis | 3-D MATRIX MEDICAL TECHNOLOGY PTY LTD |  | Change to Group benefit
BP004 | 13 - Spinal | PEEK Interbody system – Cervical | ACIF Implants; Sterile and Non Sterile | Diameter 14mm; 16mm: Height (5mm, - 12mm): Lordosis Angle 0 - 7.5 degrees: Curevd , Straight | ACRA REGULATORY SERVICES PTY LTD |  | Change to Group benefit
BP008 | 13 - Spinal | TiPEEK Interbody system – Cervical | ACIF Implants; Sterile Commercially Pure Titanium and Polyetheretherketone (PEEK-Optima®) | Size: small, standard, large, extra large Width 12.5mm – 19mm Length 11.5mm – 16mm Height 5-12mm: Lordosis Angle 0 - 20°: Curved, Straight, Convex | ACRA REGULATORY SERVICES PTY LTD |  | Change to Group benefit
PB001 | 13 - Spinal | Anterior Cervical PEEK Cage | Interbody fusion cage | Height: 5 -10 mm in 1 mm increments Foot Print 13 x 16 mm / 13 x 19 mm / 12.5 x 15 mm / 11 mm x 14 mm | AUSTRALIAN PACIFIC MEDICAL PTY LTD |  | Change to Group benefit
BB278 | 13 - Spinal | Aesculap Interbody Cage | ACDF Interbody cage | All sizes | B BRAUN AUSTRALIA PTY LTD |  | Change to Group benefit
JP006 | 13 - Spinal | Stalif C | Interbody Fusion Cage - Domed | 5.5 - 9.5 | CENTINEL SPINE AUSTRALIA PTY LTD |  | Change to Product Group, Change to Group benefit
JP009 | 13 - Spinal | Stalif C | Interbody Fusion Cage - Tapered | 5.5 – 9.5 | CENTINEL SPINE AUSTRALIA PTY LTD |  | Change to Product Group, Change to Group benefit
JP010 | 13 - Spinal | Stalif | Cervical Interbody Fusion Cage - Lordotic(Tapered)/Anatomic(Domed) | Depth 12 - 16mm, Height 5.5 - 11.5mm | CENTINEL SPINE AUSTRALIA PTY LTD |  | Change to Product Group, Change to Group benefit
DE561 | 13 - Spinal | icotec ACDF Cage | Cervical Fusion Cage | Width: 13mm, 16mm and 18mm, Height: 5mm - 10mm, Depth: 13mm | DEVICE TECHNOLOGIES AUSTRALIA PTY. LTD. |  | Change to Group benefit
DE592 | 13 - Spinal | Cambria Cervical Interbody Cage | Cambria NanoMetalene Cervical Interbody Cage | 13x12mm, 15x13mm &17x13mm footprints 5-12mm height | DEVICE TECHNOLOGIES AUSTRALIA PTY. LTD. |  | Change to Group benefit
DE658 | 13 - Spinal | Shoreline ACS TruProfile Cage | Cervical ACDF Cage | Footprints: 14 x 13mm, 16 x 14mm, 18 x 15mm and 20 x 15mm Lordosis: 7, 10 and 15 degrees Heights: 5,6,7,8,9,10,11 and 12mm | DEVICE TECHNOLOGIES AUSTRALIA PTY. LTD. |  | Change to Group benefit
EY016 | 13 - Spinal | BMD Titanium ACIF Implant | ACIF Cage | Height 4mm height to 10mm | E4 SURGICAL PTY LTD |  | Change to Group benefit
EY018 | 13 - Spinal | Precision ShurFit ACDF | Anterior Cervical Interbody Fusion System | 14 to 18mm wide 12 to 15mm deep 5 to 12mm height 5 and 10 Degree Lordotic Options | E4 SURGICAL PTY LTD |  | Change to Group benefit
EY028 | 13 - Spinal | Osimplant BIA ACDF Implant | ACDF Cage | Small through large footprints | E4 SURGICAL PTY LTD |  | Change to Group benefit
EY033 | 13 - Spinal | Osimplant Cage | Cervical Cage | Small through large footprints | E4 SURGICAL PTY LTD |  | Change to Group benefit
ER151 | 13 - Spinal | Nubic | Cervical Fusion Implant in interbody fusion of the Cervical Spine | (4-12)x13x(14-17) mm | EMERGO ASIA-PACIFIC PTY. LIMITED |  | Change to Group benefit
ER327 | 13 - Spinal | Ulrich Anterior Cervical Cage | Ulrich cerv-X Anterior Cervical Cage-PEEK, convex and lordotic | height (4-10mm) x width (12-16mm) x length (12-14mm) x angle (0-5°) | EMERGO ASIA-PACIFIC PTY. LIMITED |  | Change to Group benefit
ER438 | 13 - Spinal | LnK Cervical Interbody Fusion Cage System/CastleLoc-C Cervical Interbody Fusion Cage System | LnK Cervical Interbody Fusion Cage System/CastleLoc-C Cervical Interbody Fusion Cage System, PEEK | width (14-20 mm) x length (12-15 mm) x height (5-10mm) | EMERGO ASIA-PACIFIC PTY. LIMITED |  | Change to Group benefit
ER537 | 13 - Spinal | Signus JASPIS | Cervical porous titanium fusion cage | width (14-18mm) x length (12-14 mm) x height (4-10 mm); lordosis (0-8°) | EMERGO ASIA-PACIFIC PTY. LIMITED |  | Change to Group benefit
ER598 | 13 - Spinal | Construx Mini PTC | Anterior cervical cage | 12x12mm, 15x12mm, 15x15mm, 5-14mm height, parallel or 5 degree lordotic | EMERGO ASIA-PACIFIC PTY. LIMITED |  | Change to Group benefit
ER599 | 13 - Spinal | Construx Mini PEEK VBR System | The Construx Mini is an anterior Cervical Interbody PEEK or Titanium Cage | 12mm x 12mm 5 degrees lordotic. 5mm-12mm in 1mm increments. 12mm x 12mm, Parallel. 5mm - 12mm in 1mm increments. 15mm x 12mm, 5/10/15 degrees lordotic. 5mm - 12mm in 1mm increments. 15mm x 12mm, Parallel. 5mm-12mm in 1mm increments Width 12-17 mm; Length 12-15 mm, Height 5-12 mm, lordosis 0-15 degrees | EMERGO ASIA-PACIFIC PTY. LIMITED |  | Change to Group benefit
IY028 | 13 - Spinal | Revolution Standalone ACDF cage | Interbody Fusion Cages are used to restore disc height and support loading during intervertebral body fusion. | Standard – 6 and 9 degrees, height 4-10mm | EVOLUTION SURGICAL PTY LTD |  | Change to Product Group, Change to Group benefit
IY033 | 13 - Spinal | Evolution ACDF Cage | Interbody Fusion Cage | 5-10mm small, medium, large, extra large | EVOLUTION SURGICAL PTY LTD |  | Change to Group benefit
IY034 | 13 - Spinal | Evolution ACDF Contoured Cage | Interbody Fusion Cages are used to restore disc height and support loading during intervertebral body fusion. Interbody Fusion Cages are used to restore disc height and support loading during intervertebral body fusion. | small, large - contoured | EVOLUTION SURGICAL PTY LTD |  | Change to Group benefit
IY035 | 13 - Spinal | Fukiya ACDF Cage | Fukiya Fusion Cages are used to restore disc height and support loading during intervertebral body fusion. Interbody Fusion Cages are used to restore disc height and support loading during intervertebral body fusion. | 6-9 degrees, 5-10mm. Small, Medium, Large, Extra large | EVOLUTION SURGICAL PTY LTD |  | Change to Group benefit
IY063 | 13 - Spinal | Hygro-C Integrated ACDF | Integrated ACDF Cage with screws for Integral Fixation | 14mm-16mm x 16mm-19mm x 4mm-9mm | EVOLUTION SURGICAL PTY LTD |  | Change to Product Group, Change to Group benefit
IY095 | 13 - Spinal | Eurospine ACDF Cage | Interbody Fusion Cages are used to restore disc height and support loading during intervertebral body fusion. | Flat or angled 6 - 9 degrees. Anterior width 17 - 19mm Posterior width 14 - 15mm Height 5 - 10mm | EVOLUTION SURGICAL PTY LTD |  | Change to Group benefit
IY103 | 13 - Spinal | Capri ACIF Cage | Cervical Interbody Fusion Cage | Angle 0, 5 and 10 degrees Height 4mm to 9mm Length 12, 14, 16, 18mm | EVOLUTION SURGICAL PTY LTD |  | Change to Group benefit
IY110 | 13 - Spinal | Cato ACDF Standalone Cage | Interbody Fusion Cages are used to restore disc height and support loading during intervertebral body fusion. | Medium, Large – 6°, 9° and 12°, height 4-10mm | EVOLUTION SURGICAL PTY LTD |  | Change to Product Group, Change to Group benefit
LB034 | 13 - Spinal | Colonial Spacers | Anterior Cervical Interbody Cage | 12 x 11 mm, 14 x 12mm, 16 x 14mm, 18 x 15mm and 0, 7, 12, 15 and 20 degree lordosis | Globus Medical Australia Pty Limited |  | Change to Group benefit
LB117 | 13 - Spinal | Colonial - TPS ACDF System | ACDF spacer with Titanium Plasma Spray | Height : 5-12mm, Width 12-18mm, Length: 11-15mm | Globus Medical Australia Pty Limited |  | Change to Group benefit
LB209 | 13 - Spinal | HEDRON™ C | 3D Printed ACDF Spacer | Footprints: 12X14mm, 14X16mm, 15X18mm Height 5-12mm | Globus Medical Australia Pty Limited |  | Change to Group benefit
HC006 | 13 - Spinal | Squale | Cervical Cage | 4-10mm | Health Care Surgical Pty Ltd |  | Change to Group benefit
HC022 | 13 - Spinal | PM cage | Cervical cage | L :4-11mm | Health Care Surgical Pty Ltd |  | Change to Group benefit
IT018 | 13 - Spinal | Fuse It | Titanium alloy fusion cage - to use in situations such as anterior cervical fusion surgery | 6mm x 1cm, 8mm x 1cm, 10mm x 1cm, 12mm x 1cm, 6mm x 1cm, 8mm x 2cm, 10mm x 2cm, 12mm x 2cm | INTEGRANT PTY LTD |  | Change to Group benefit
MN250 | 13 - Spinal | CONDUIT EIT Cervical Cage | Cervical Cage with Titanium | 4-10mm heights | JOHNSON & JOHNSON MEDICAL PTY LTD |  | Change to Group benefit
MN252 | 13 - Spinal | CONDUIT EIT SMART ACDF | Cellular Titanium Cage with Graft Hole | 4-12mm height | JOHNSON & JOHNSON MEDICAL PTY LTD |  | Change to Group benefit
SY792 | 13 - Spinal | ACIS | Anterior Cervical Interbody Spacer | Small to large | JOHNSON & JOHNSON MEDICAL PTY LTD |  | Change to Group benefit
SY838 | 13 - Spinal | Bengal System | Cervical Fusion Device | 4 to 16mm | JOHNSON & JOHNSON MEDICAL PTY LTD |  | Change to Group benefit
JA004 | 13 - Spinal | C7 Cervical Cage | Cervical Cage | H 3-16mm L 12-16mm W 12-16mm | JOY SURGICAL PTY LTD |  | Change to Group benefit
KH075 | 13 - Spinal | CARMEN Anterior Cervical Cage | The CARMEN anterior cervical cage component is intended to be used for anterior cervical inter-body fusion procedures in skeletally mature patients with cervical disc disease at one level from the C2-C3 disc to the C7-T1 disc. Cervical disc disease is defined as intractable radiculopathy and/or myelopathy with herniated disc and/or osteophyte formation on posterior vertebral end-plates producing symptomatic nerve root and/or spinal cord compression confirmed by radio-graphic studies. This cage is to be used in patients who have had six weeks of non-operative treatment. The CARMEN cage must be used with supplemental fixation. The Carmen cage is also required to be used with autogenous bone graft comprised of cancellous and/or corticocancellous bone graft and is to be implanted via an open, anterior approach | Height 4 mm - 7 mm Footprint : 12 mm x 14 mm ; 14 mm x 14 mm | KH NXGEN (AUST) PTY LIMITED |  | Change to Group benefit
KH085 | 13 - Spinal | Caro Cervical Cage | Cervical interbody cage, PEEK | 4x14x12 4x14x14 5x14x12 5x14x14 6x14x12 6x14x14 7x14x12 7x14x14 8x14x12 8x14x14 | KH NXGEN (AUST) PTY LIMITED |  | Change to Group benefit
KH095 | 13 - Spinal | Reach Cervical Interbody Cage | Reach Cervical Interbody Cage | Cage Height : 4 mm - 10 mm Bone Screw Diameter : 3.5 mm & 4.0 mm Bone Screw Length : 8 mm - 18 mm | KH NXGEN (AUST) PTY LIMITED |  | Change to Group benefit
KB008 | 13 - Spinal | STERISPINE™ Cervical Cage | Sterile Cervical Interbody Fusion Device | H05- W.14.5 D12 H06- W.14.5 D12 H07- W.14.5 D12 H08- W.14.5 D12 H05- W.16 D14 H06- W.16 D14 H07- W.16 D14 H08- W.16 D14 | KINETIX LIFESCIENCES PTY LTD |  | Change to Group benefit
JQ059 | 13 - Spinal | IdentiTi NanoTec Interbody System | Spacer, Cervical. Ti ,Ha | (14-22)mm x (12- 19)mm x (4- 14)mm height x (0-15)degree lordosis | LE CHEMINANT, DAVID E |  | Change to Group benefit
LH530 | 13 - Spinal | Cervical Spine Truss System | Cage | 5-16mm Height | LIFEHEALTHCARE PTY LIMITED |  | Change to Group benefit
LM400 | 13 - Spinal | Zoe Cervical Cage | The ZOE anterior cervical cage is an implant intended for the surgical treatment of the cervical vertebrae. It is designed for stabilisation and arthrodesis between the cervical verterbrae by the anterior approach, to optimize bone fusion from C3 to C7 levels. | Length: 12 - 14mm, Width: 14 - 16mm, Height: 4.5 - 10mm | LMT SURGICAL PTY LTD |  | Change to Group benefit
LM403 | 13 - Spinal | Calix Interbody Spacer | Cervical cage, PEEK | Heights 5-12mm. Lordotic and Convex | LMT SURGICAL PTY LTD |  | Change to Group benefit
LM501 | 13 - Spinal | ACDF Fusion Cage | ACDF Fusion Cage | 6-12mm H x 12, 14, 16mm L x 14, 16, 19mm W | LMT SURGICAL PTY LTD |  | Change to Group benefit
BF012 | 13 - Spinal | Vigor PEEK Cervical Disc Spacer | PEEK cervical spine disc spacer | Height: 5mm, 6mm, 7mm, 8mm, 9mm, 10mm Width: 12mm, 13mm, 14mm, 15mm, 16mm, 17mm Length: 12mm, 14mm, 16mm Angulation: 0°, 5° | MATRIX MEDICAL INNOVATIONS PTY LTD |  | Change to Group benefit
BF018 | 13 - Spinal | Combo Cervical Cage | Combination titanium PEEK cervical cage | Height: 5, 6, 7, 8, 9, 10mm Width: 12, 13, 14, 15, 16, 17mm Length: 12, 14mm | MATRIX MEDICAL INNOVATIONS PTY LTD |  | Change to Group benefit
MU102 | 13 - Spinal | Mecta-C | Cervical Interbody Fusion Device made with PEEK | Width: 12,14,and 15mm. Length: 14,16 and 18 mm. Height: from 4 to 9 mm. Flat Dome Shaped versions | MEDACTA AUSTRALIA PTY. LTD. |  | Change to Group benefit
MC413 | 13 - Spinal | Cornerstone Cage | Sterile and Non-sterile | 4 - 14mm | MEDTRONIC AUSTRALASIA PTY LTD |  | Change to Group benefit
MI156 | 13 - Spinal | Divergence Anterior Cervical Fusion Mini-plate System | Divergence Anterior cervical fusion Mini-plate cage | Height 5-11mm | MEDTRONIC AUSTRALASIA PTY LTD |  | Change to Group benefit
MI328 | 13 - Spinal | Endoskeleton TC | Titanium coated anterior interbody fusion device for the lumbar spine, sterile or non-sterile, nanoLock (TM) surface technology | 12-16 x 14-18mm | MEDTRONIC AUSTRALASIA PTY LTD |  | Change to Group benefit
MI332 | 13 - Spinal | Cornerstone Cage Ti-Coated | Cervical interbody cage with titanium coating | 14-18mm x Depth: 11-16mm x Height: 4-9mm | MEDTRONIC AUSTRALASIA PTY LTD |  | Change to Group benefit
NV010 | 13 - Spinal | CoRoent | Cervical Cage | small | NUVASIVE (AUST/NZ) PTY LTD |  | Change to Group benefit
NV156 | 13 - Spinal | Modulus Cervical Interbody System | Anterior Cervical Cage | 5-16mm x 15-19mm x 12-16mm | NUVASIVE (AUST/NZ) PTY LTD |  | Change to Group benefit
NV158 | 13 - Spinal | Cohere Cervical Interbody Fusion Device | Spinal intervertebral fusion device manufactured from polyetheretherketone (PEEK) | 12-14mm X 14-16mm X 6-10mm | NUVASIVE (AUST/NZ) PTY LTD |  | Change to Group benefit
OH611 | 13 - Spinal | HumanTech - Anterior Cervical Interbody Fusion Cages | Tristan - Anterior Cervical Interbody Fusion Cage | L 12-19mm W: 14-16mm H: 4-10mm A:0-10 | Orthotech Pty Ltd |  | Change to Group benefit
PC001 | 13 - Spinal | WeTop Cervical Cage | PEEK Cervical Cage | 12x12mm, 12x16mm, 14x18mm, 16x18mm, 16x20mm 18x20mm - all available in height ranges 4.5mm to 14mm | PRECISION SURGICAL PTY LTD |  | Change to Group benefit
PC005 | 13 - Spinal | Alias Cage | PEEK Fusion Cage with Plasma coating | 5-9mm, 4, 8 and 12 degree, Flat and contoured options | PRECISION SURGICAL PTY LTD |  | Change to Product Group, Change to Group benefit
PC013 | 13 - Spinal | Redmond Cervical Cage | Stand-alone cervical interbody fusion cage with locking cap | 14mm L x 15mm W; 5mm - 12mm H 15mm L x 15mm W; 5mm - 12mm H 15mm L x 17mm W; 5mm - 12mm H | PRECISION SURGICAL PTY LTD |  | Change to Product Group, Change to Group benefit
PC020 | 13 - Spinal | Stalif C | Interbody Fusion Cage - Domed | 5.5 - 9.5 | PRECISION SURGICAL PTY LTD |  | Change to Product Group, Change to Group benefit
PC021 | 13 - Spinal | Stalif C | Interbody Fusion Cage - Tapered | 5.5 – 9.5 | PRECISION SURGICAL PTY LTD |  | Change to Product Group, Change to Group benefit
PC022 | 13 - Spinal | Stalif | Cervical Interbody Fusion Cage - Lordotic(Tapered)/Anatomic(Domed) | Depth 12 - 16mm, Height 5.5 - 11.5mm | PRECISION SURGICAL PTY LTD |  | Change to Product Group, Change to Group benefit
PZ017 | 13 - Spinal | VerteLoc Spine System | Cervical Cage | extra small - extra large | Prism Surgical Designs Pty Ltd |  | Change to Group benefit
RI031 | 13 - Spinal | Fortilink®-C | Cervical interbody fusion device | Width 12mm-20mm Length 10mm-16mm Height 5mm-12mm | RTI Surgical Australia Pty Ltd |  | Change to Group benefit
RI042 | 13 - Spinal | Fortilink®-SC | Cervical standalone fusion cage | Width: 16-20mm Length: 12-16mm Height: 6-12mm | RTI Surgical Australia Pty Ltd |  | Change to Group benefit
SF104 | 13 - Spinal | Alias Cage | Titanium or PEEK Fusion Cage with Plasma coating | 5-9mm, 4, 8 and 12 degree, Flat and countoured options | SIGNATURE ORTHOPAEDICS PTY LTD |  | Change to Product Group, Change to Group benefit
SF159 | 13 - Spinal | ACDF Cage | Interbody Fusion Cages are used to restore disc height and support loading during intervertebral body fusion. Interbody Fusion Cages are used to restore disc height and support loading during intervertebral body fusion. | small, large – flat | SIGNATURE ORTHOPAEDICS PTY LTD |  | Change to Group benefit
SF175 | 13 - Spinal | Wasp ACDF Cage | ACDF Cage (PEEK, PEEK/HA or Titanium) | 5-9mm, 4, 8 and 12 degree | SIGNATURE ORTHOPAEDICS PTY LTD |  | Change to Group benefit
UT002 | 13 - Spinal | SPICCA Anterior Cervical Fusion Cage | Anterior cervical fusion cage; PEEK, Titanium coated PEEK, or 3D printed Titanium. | Footprints: 15mm x 12mm, 15mm x 14mm, 17.5mm x 15mm, 19.5mm x 17mm; Height: 4mm - 10mm; Lordosis: 7 or 12 degrees. | SOUTHERN CROSS SURGICAL PTY LTD |  | Change to Group benefit
DU036 | 13 - Spinal | Tryptik Anterior Cervical Cage | Tryptik Anterior Cervical Cages are manufactured from PEEK and are anatomically shaped to fit between vertebral bodies. | Heights 5-12mm. Lordotic and Convex | SPINEART AUSTRALIA PTY. LTD. |  | Change to Group benefit
DU051 | 13 - Spinal | Tryptik Ti cage | Titanium anterior cervical cage | Height: 4.5mm, 5mm, 6mm, 7mm, 8mm, 9mm, 10mm. Width: 12mm, 14mm Depth: 15mm, 12mm Lordosis: convex and 7°. | SPINEART AUSTRALIA PTY. LTD. |  | Change to Group benefit
HW636 | 13 - Spinal | Tritanium C | Porous Titanium ACDF Cage | H 5mm-9mm, Base 12mm x 14mm to 14mm x 17mm, 6deg to 10deg angle | STRYKER AUSTRALIA PTY LTD |  | Change to Group benefit
HW749 | 13 - Spinal | Aleutian Cervical Interbody System | Cage, Convex, or Lordotic. PEEK | Height: 5 -15mm | STRYKER AUSTRALIA PTY LTD |  | Change to Group benefit
HW769 | 13 - Spinal | Cascadia Cervical Interbody System | Cascadia Interbody spacer, Porous Ti | 5-13mm heights | STRYKER AUSTRALIA PTY LTD |  | Change to Group benefit
ST712 | 13 - Spinal | Solis Cervical Cage | PEEK Cervical Interbody Cage with or without fixation pegs | Height 4mm to 12mm, Width 12mm – 16mm, Depth 12mm – 14mm, Angulation 0 – 4 degree | STRYKER AUSTRALIA PTY LTD |  | Change to Group benefit
GK006 | 13 - Spinal | 3D Fusion PLIF Cage | Titanium PLIF cage | Length: 18-26mm Width: 8-12mm Height: 7–25mm angle 0-35 degrees as per patient specific requirements for the designed cage | 3DMORPHIC PTY LTD |  | Change to Group benefit
BP007 | 13 - Spinal | PEEK Interbody System – Lumbar PLIF/TLIF (Paired) | Sterile and Non sterile PLIF Implants TLIF Implants | Width 8-12mm: Length 22-34mm: Height 7-17mm: Lordosis Angle 0-8 degrees, | ACRA REGULATORY SERVICES PTY LTD |  | Change to Group benefit
PB002 | 13 - Spinal | Thoracic-lumbar PEEK cage | Interbody fusion cage | Height: 6 - 15mm | AUSTRALIAN PACIFIC MEDICAL PTY LTD |  | Change to Group benefit
NW046 | 13 - Spinal | Zyston Straight Interbody Spacer | Posterior Lumbar Interbody Spacer, PEEK | (7mm x 20mm) to (18mm x 30mm), Convex, Lordotic | BIOMET 3I AUSTRALIA PTY LIMITED |  | Change to Group benefit
JP007 | 13 - Spinal | Stalif | Lumbar/Thoracolumbar Interbody Fusion Cage | W: 30-42mm H: 11-21mm Lordosis: 8-20° | CENTINEL SPINE AUSTRALIA PTY LTD |  | Change to Product Group, Change to Group benefit
JP008 | 13 - Spinal | Stalif Midline II Ti | Interbody Fusion Cage | 30-42 | CENTINEL SPINE AUSTRALIA PTY LTD |  | Change to Product Group, Change to Group benefit
DE590 | 13 - Spinal | Ventura PLIF | NanoMetalene Posterior Lumbar Interbody | 9&11mm width 20&24mm length 8-16mm height | DEVICE TECHNOLOGIES AUSTRALIA PTY. LTD. |  | Change to Group benefit
DE716 | 13 - Spinal | REEF TO PLIF | REEF TO NanoMetalene PLIF | 9 & 11mm Widths 20 & 24mm Lengths 7-18mm Heights 0-22 Degree Lordosis | DEVICE TECHNOLOGIES AUSTRALIA PTY. LTD. |  | Change to Group benefit
DE783 | 13 - Spinal | FlareHawk Expandable PLIF Cage | Expandable PEEK & Titanium alloy lumbar interbody fusion device that enables significant graft delivery. FlareHawk is made up of an expandable shell and titanium shim. | 0,6,9,15 degree lordosis. Unexpanded: 7mm height x 9mm width or 7mm Height x 7mm width. Expanded: 8mm - 14mm height x 14mm or 11mm width. 25mm or 26mm Lengths | DEVICE TECHNOLOGIES AUSTRALIA PTY. LTD. |  | Change to Group benefit
ER149 | 13 - Spinal | Tetris / Tasmin Family of Lumbar fusion cages | Titanium or peek, Interbody fusion device | (6-24)mm x (20-28) mm x (9-11) mm; lordosis 0-22 degrees | EMERGO ASIA-PACIFIC PTY. LIMITED |  | Change to Group benefit
ER358 | 13 - Spinal | Ulrich Fusion Cages-PLIF (paired) | Ulrich Fusion Cages pezo/tezo-PLIF, paired, various, PEEK or Titanium | height (7-14mm) x length (24-29mm) x angle (5-12°) | EMERGO ASIA-PACIFIC PTY. LIMITED |  | Change to Group benefit
ER440 | 13 - Spinal | LnK Lumbar Interbody Fusion Cage System-PLIF | LnK Lumbar Interbody Fusion Cage System-PLIF cages, paired, PEEK, bullet shape, lordotic | Length (25-28mm) x width 11mm x height (6-16 mm) x (angle (0-8 degrees) | EMERGO ASIA-PACIFIC PTY. LIMITED |  | Change to Group benefit
ER600 | 13 - Spinal | FORZA PTC | PEEK/Titanium spacer with porous titanium endplates | 9mm X 23mm, Height 7mm-14mm | EMERGO ASIA-PACIFIC PTY. LIMITED |  | Change to Group benefit
ER668 | 13 - Spinal | FORZA Spacer System-PLIF | FORZA Ti straight or curved spacers, PLIF, paired in various sizes | Profile: (9-11) mm x (23-27) mm Height:6-14 mm Lordosis: 0 and 8 degrees | EMERGO ASIA-PACIFIC PTY. LIMITED |  | Change to Group benefit
IY030 | 13 - Spinal | Evolution ALIF Cage | ThoracoLumbar ALIF Cage | Small (34x25mm) 8 - 18 degrees, 10 - 18mm Medium (38x29mm) 8 - 18 degrees, 10 - 18mm Medium Long (38x34mm) 8 - 18 degrees, 10 - 18mm Large (42x30mm) 8 - 18 degrees, 10 - 18mm X Large (42x34mm) 8 - 18 degrees, 10 - 22mm XX Large (42x38mm) 13 degrees, 12 - 18mm | EVOLUTION SURGICAL PTY LTD |  | Change to Product Group, Change to Group benefit
IY032 | 13 - Spinal | Evolution Altus ALIF Cage | ThoracoLumbar ALIF Cage | Small (34x25mm) 8 - 18 degrees, 10 - 18mm Medium (38x30mm) 8 - 18 degrees, 10 - 18mm Medium Long (38x34mm) 8 - 18 degrees, 10 - 18mm Large (42x30mm) 8 - 18 degrees, 10 - 18mm X Large (42x34mm) 8 - 18 degrees, 10 - 22mm XX Large (42x38mm) 13 degrees, 12 - 18mm | EVOLUTION SURGICAL PTY LTD |  | Change to Product Group, Change to Group benefit
IY058 | 13 - Spinal | Hygro-L PLIF | Titanium lumbar interbody fusion cage PLIF (paired) | Length (22-26mm) x width (11.5mm); heights (7-14mm); lordotic angle (0-12) | EVOLUTION SURGICAL PTY LTD |  | Change to Group benefit
IY062 | 13 - Spinal | Hygro-L Stand-alone ALIF | Integrated Titanium ALIF cage with Screws for Integral Fixation | Length (32-38mm) x width (24.5-29mm); heights (12-24mm); lordotic angle (9-27) degrees | EVOLUTION SURGICAL PTY LTD |  | Change to Product Group, Change to Group benefit
IY071 | 13 - Spinal | Tesera P | Titanium PLIF Cage | Length (22-27mm) x Width (9mm) x Height (7-16mm); Lordotic angle (5-7) Degrees | EVOLUTION SURGICAL PTY LTD |  | Change to Group benefit
IY104 | 13 - Spinal | Panarea | ACP: Posterior Lumbar Cage 'PLIF' | 0, 5, 8, 14, 20 degree angle 24mm to 29mm width 7mm to 16mm height | EVOLUTION SURGICAL PTY LTD |  | Change to Group benefit
LB070 | 13 - Spinal | SUSTAIN spacer | PLIF cage | 8mm-17mm height, 8mm-12mm width, 22mm length | Globus Medical Australia Pty Limited |  | Change to Group benefit
LB127 | 13 - Spinal | Sustain - O TPS | TPS coated PEEK radiolucent lumbar interbody fusion device | Height 8-18mm, Width 8-12mm, Length 22mm | Globus Medical Australia Pty Limited |  | Change to Group benefit
LB133 | 13 - Spinal | Sustain-IR and Sustain-IR Narrow - Paired | PEEK radiolucent interbody lumbar fusion device | Height 7-17mm, Length 18-22mm | Globus Medical Australia Pty Limited |  | Change to Group benefit
LB135 | 13 - Spinal | Caliber Expandable Lumbar Fusion Device - Paired | Expandable titanium alloy and PEEK lumbar inter-body fusion device | Unexpanded Height 7-12mm, Expanded Height 11-17mm, Width 10-12mm, Length 22mm | Globus Medical Australia Pty Limited |  | Change to Group benefit
LB142 | 13 - Spinal | RISE - paired | Expandable Lumbar Fusion Device | Width: 8mm, 10mm and 12mm Length: 22mm Height 7-17mm | Globus Medical Australia Pty Limited |  | Change to Group benefit
LB144 | 13 - Spinal | RISE IntraLIF - paired | Intradiscal Lumbar Interbody Fusion Device | 8mm Width, 22mm Length 7-14mm Height | Globus Medical Australia Pty Limited |  | Change to Group benefit
LB198 | 13 - Spinal | SUSTAIN-RT | Insert and rotate lumbar fusion device | 8-10mm X 22mm X 6-17mm | Globus Medical Australia Pty Limited |  | Change to Group benefit
LB203 | 13 - Spinal | HEDRON P | 3D Printed Posterior Lumbar Interbody Spacer | Width: 8-10mm Length: 22mm Height: 7-17mm | Globus Medical Australia Pty Limited |  | Change to Group benefit
HC005 | 13 - Spinal | Swingo | Lumbar Cage | 7-14mm | Health Care Surgical Pty Ltd |  | Change to Group benefit
HC015 | 13 - Spinal | SHARK CAGE | Lumbar cage | L:8-16mm | Health Care Surgical Pty Ltd |  | Change to Group benefit
HC030 | 13 - Spinal | ISIS Cage | ISIS Lumbar Cage | Height:8-15mm Width: 11mm Length:24mm Degrees: 0, 4 and 8 | Health Care Surgical Pty Ltd |  | Change to Group benefit
MN236 | 13 - Spinal | OPAL | Interbody Fusion Cage | 10-15mm, 9-10 x 24mm | JOHNSON & JOHNSON MEDICAL PTY LTD |  | Change to Group benefit
MN248 | 13 - Spinal | CONDUIT EIT PLIF Cage | Lumbar Cage with Titanium | 7-16mm Heights | JOHNSON & JOHNSON MEDICAL PTY LTD |  | Change to Group benefit
MN253 | 13 - Spinal | CONDUIT EIT SMART PLIF | Cellular Titanium Cage with Graft Hole | 8-16mm | JOHNSON & JOHNSON MEDICAL PTY LTD |  | Change to Group benefit
JA005 | 13 - Spinal | Dynamic Cage | PLIF/TLIF Spinal Cage | Angle 0° - 12° Height 7-16mm Length 22-32mm Width 8-11mm | JOY SURGICAL PTY LTD |  | Change to Group benefit
JA006 | 13 - Spinal | LP Cage | LP - PLIF Peek Cage | 0°-8°, H 8-15mm L 22-27mm W 9-11mm | JOY SURGICAL PTY LTD |  | Change to Group benefit
JA007 | 13 - Spinal | Medussa-PL Cage | ThoracoLumbar/Lumbar Interbody Fusion Cage - PLIF, TLIF | 0°-8°, H 6-16mm L 25-38mm W 9-11mm | JOY SURGICAL PTY LTD |  | Change to Group benefit
KH041 | 13 - Spinal | Halis Cages | Interbody Fusion Cage | 6, 12 & 18 Degrees Angle | KH NXGEN (AUST) PTY LIMITED |  | Change to Group benefit
KB009 | 13 - Spinal | STERISPINE™ Lumbar Cage- Paired | Curved and Straight Fusion Cage- Oblique/TLIF/PLIF PEEK (straight/curved/bullet nosed)- Paired | 7 – 14mm in height, 10 – 12mm in width, 22 and 28mm in length | KINETIX LIFESCIENCES PTY LTD |  | Change to Group benefit
UL010 | 13 - Spinal | Revolution Spacer | Spinal Spacer | 9-17mm high, 21-27mm length, 12-22 degrees | KYNESIS PTY LTD |  | Change to Group benefit
JQ061 | 13 - Spinal | Transcend NanoTec Interbody System | Spacer, Posterior Straight, PEEK Ti Alloy HA | 9mm width x (22-25)mm length x (7-13)mm height x (0-15) degree lordosis | LE CHEMINANT, DAVID E |  | Change to Group benefit
LH764 | 13 - Spinal | Calix Peek Lumbar System | Peek lumbar interbody spacer for fusion of the lumbar spine using an anterior, posterior or transverse approach. | 36mm x 24mm x 8mm x 8 deg 36mm x 24mm x 10mm x 8 deg 36mm x 24mm x 12mm x 8 deg 36mm x 24mm x 14mm x 8 deg 36mm x 24mm x 16mm x 8 deg 36mm x 24mm x 18mm x 8 deg 36mm x 24mm x 20mm x 8 deg 36mm x 24mm x 8mm x 12 deg 36mm x 24mm x 10mm x 12 deg 36mm x 24mm x 12mm x 12 deg 36mm x 24mm x 14mm x 12 deg 36mm x 24mm x 16mm x 12 deg 36mm x 24mm x 18mm x 12 deg 36mm x 24mm x 20mm x 12 deg 28mm x 10mm x 6mm 28mm x 10mm x 7mm 28mm x 10mm x 8mm 28mm x 10mm x 9mm 28mm x 10mm x 10mm 28mm x 10mm x 11mm 28mm x 10mm x 12mm 28mm x 10mm x 13mm 28mm x 10mm x 14mm 28mm x 10mm x 15mm 28mm x 10mm x 16mm 22mm x 10mm x 6mm 22mm x 10mm x 7mm 22mm x 10mm x 8mm 22mm x 10mm x 9mm 22mm x 10mm x 10mm 22mm x 10mm x 11mm 22mm x 10mm x 12mm 22mm x 10mm x 13mm 22mm x 10mm x 14mm 22mm x 10mm x 15mm 22mm x 10mm x 16mm 26mm x 10mm x 6mm 26mm x 10mm x 8mm 26mm x 10mm x 10mm 26mm x 10mm x 12mm 26mm x 10mm x 14mm 26mm x 10mm x 6mm x 5o 26mm x 10mm x 8mm x 5o 26mm x 10mm x 10mm x 5o 26mm x 10mm x 12mm x 5o 26mm x 10mm x 14mm x 5o | LIFEHEALTHCARE PTY LIMITED |  | Change to Group benefit
LM440 | 13 - Spinal | Amendia Zeus Fusion Cages-PLIF | Amendia Zeus Fusion Cages-PLIF (paired), PEEK | width (9-13 mm) x length (22-30 mm) x height (7-18 mm) x lordosis (0-8 degrees) | LMT SURGICAL PTY LTD |  | Change to Group benefit
LM515 | 13 - Spinal | PLIF Cage | PLIF Cage - PEEK | 8, 10 or 12W x 8-16H x 22, 25, 28, 30 or 32L, 0° or 5° | LMT SURGICAL PTY LTD |  | Change to Group benefit
BF001 | 13 - Spinal | Vigor/X'Plo PEEK Interbody Fusion Cage | Rotatable posterior lumbar interbody fusion cage | Heights: 7mm, 8mm, 9mm, 10mm, 11mm, 12mm, 14mm, 16mm and Lengths: 24mm, 26mm, 32mm | MATRIX MEDICAL INNOVATIONS PTY LTD |  | Change to Group benefit
BF013 | 13 - Spinal | Redmond Lumbar Cage System - Fusion Cage | PEEK titanium ALIF | Height: 12, 14, 16, 18, 20mm Width: 28, 34, 36, 39, 43mm Length: 24, 27, 30, 32mm Angle: 6º, 12º, 18º | MATRIX MEDICAL INNOVATIONS PTY LTD |  | Change to Product Group, Change to Group benefit
MU104 | 13 - Spinal | Mectalif Posterior | Posterior Interbody Fusion Device PEEK and TiPEEK | Width: 9 and 11mm. Length: 19, 22 and 25 mm. Height: from 7 to 15 mm | MEDACTA AUSTRALIA PTY. LTD. |  | Change to Group benefit
MC456 | 13 - Spinal | Interfix | Titanium Cage | 12 x 20mm - 24 x 50mm | MEDTRONIC AUSTRALASIA PTY LTD |  | Change to Group benefit
MC457 | 13 - Spinal | LordoTec Cage (LT-Cage) | Titanium, PEEK | 18-28mm | MEDTRONIC AUSTRALASIA PTY LTD |  | Change to Group benefit
MC577 | 13 - Spinal | R90 Spacer | Spinal Implant (Peek) | Height 7 - 16mm Lordosis 6 - 18 degrees | MEDTRONIC AUSTRALASIA PTY LTD |  | Change to Group benefit
MC976 | 13 - Spinal | Capstone Cage | PLIF Vertebral Body Spacer | Length: 22mm - 26mm | MEDTRONIC AUSTRALASIA PTY LTD |  | Change to Group benefit
MI063 | 13 - Spinal | Capstone Control | PLIF Vertebral Body Spacer | Length: 22-26mm | MEDTRONIC AUSTRALASIA PTY LTD |  | Change to Group benefit
MI322 | 13 - Spinal | Endoskeleton TO Interbody Fusion Device | Titanium lumbar posterior interbody fusion cage, sterile or non-sterile, also with NanoLock™ surface technology, sterile | (22-31mm) x (8-16mm); 0-4 degrees | MEDTRONIC AUSTRALASIA PTY LTD |  | Change to Group benefit
MI329 | 13 - Spinal | Elevate Spinal System | Expandable Lumbar Fusion Device - Paired | Height: 7-16mm Width: 10mm Length: 23mm | MEDTRONIC AUSTRALASIA PTY LTD |  | Change to Group benefit
MI396 | 13 - Spinal | Adaptix Cage | PLIF Vertebral Body Spacer | Length: 24-28 mm | MEDTRONIC AUSTRALASIA PTY LTD |  | Change to Group benefit
MI508 | 13 - Spinal | Fuse Spinal System - Cage | PLIF or TILF Vertebral Body Spacer | length (24.5mm), height (7-14mm), width (7-9.5mm) and lordosis (0-8ᵒ) | MEDTRONIC AUSTRALASIA PTY LTD |  | Change to Group benefit
NV011 | 13 - Spinal | CoRoent | PLIF cage - PEEK or Titanium | Width 8-12mm x Length 20-40mm x Height 6-14mm x Lordosis 0-15° | NUVASIVE (AUST/NZ) PTY LTD |  | Change to Group benefit
OH613 | 13 - Spinal | HumanTech - Adonis Spinal Fusion Cage System - PLIF | Adonis Spinal Fusion Cage System - PLIF | L 24-32mm W: 9mm H: 7-15mm | Orthotech Pty Ltd |  | Change to Group benefit
PC004 | 13 - Spinal | Advantage Cage | Plasma Coated PEEK Cage | Small, medium, Medium Wide, Large, Extra Large | PRECISION SURGICAL PTY LTD |  | Change to Product Group, Change to Group benefit
PC015 | 13 - Spinal | Redmond Lumbar Cage System - Fusion Cage | PEEK titanium ALIF | Height: 12, 14, 16, 18, 20mm Width: 28, 34, 36, 39, 43mm Length: 24, 27, 30, 32mm Angle: 6º, 12º, 18º | PRECISION SURGICAL PTY LTD |  | Change to Product Group, Change to Group benefit
RI029 | 13 - Spinal | Fortilink®-TS | Posterior lumbar interbody fusion device | Width: 10mm, Length: 22mm Height 8mm-17mm | RTI Surgical Australia Pty Ltd |  | Change to Group benefit
SF098 | 13 - Spinal | Advantage Cage | PEEK Cage | Small, medium, Medium Wide, Large, Extra Large | SIGNATURE ORTHOPAEDICS PTY LTD |  | Change to Product Group, Change to Group benefit
SF102 | 13 - Spinal | Revolve Spacer | Spinal Spacer | 9-17mm high, 21-27mm length, 12-22 degrees | SIGNATURE ORTHOPAEDICS PTY LTD |  | Change to Group benefit
SF152 | 13 - Spinal | Ayers PLIF cage | PLIF Fusion Cage | Curved and Straight Cages in multiple footprints with 3 angles. | SIGNATURE ORTHOPAEDICS PTY LTD |  | Change to Group benefit
SF157 | 13 - Spinal | Nik-Alias Cage | Anterior Lumbar Cage with integral fixation (PEEK, HA PEEK, Titanium, Porous Titanium) | Angle 0 - 12 degrees, Length 40 - 60mm, Height 8 - 16mm | SIGNATURE ORTHOPAEDICS PTY LTD |  | Change to Product Group, Change to Group benefit
DU010 | 13 - Spinal | Juliet Ti PO | Titanium lumbar cage | Length: 24mm Height: 7mm, 8mm, 9mm, 10mm, 11mm, 12mm, 13mm, 14mm, 15mm or 16mm Width: 8mm, 8.5mm, 9mm or 10.5mm Lordosis: 6º or 12º | SPINEART AUSTRALIA PTY. LTD. |  | Change to Group benefit
DU030 | 13 - Spinal | Juliet Posterior Lumbar Interbody Cage | PEEK cage built in anatomical slope. | All 22mm length. 8, 10, 12 and 14mm heights. 0 or 5 degrees anatomical slope. | SPINEART AUSTRALIA PTY. LTD. |  | Change to Group benefit
HW729 | 13 - Spinal | Aleutian PLIF | Posterior lumbar spacer, PEEK | (22-28)mm long x (8.5-10)mm wide x (4-17)mm high x (0-18) degree lordosis | STRYKER AUSTRALIA PTY LTD |  | Change to Group benefit
ST711 | 13 - Spinal | OIC Cage | Interbody Cage | W 8-11mm, H 6-16mm, L20-25mm, Angle 0, 4 and 8 degrees | STRYKER AUSTRALIA PTY LTD |  | Change to Group benefit
FC008 | 13 - Spinal | GL-DTRAX Expandable Cage System | Expandable titanium cage | One Size | AVANIA PTY LIMITED |  | Change to Group benefit
FC009 | 13 - Spinal | GL -DTRAX Cervical Cage- B | Cervical Cage with integral fixation. | One Size | AVANIA PTY LIMITED |  | Change to Group benefit
FC010 | 13 - Spinal | GL-DTRAX Cervical Cage- T | Titanium Cervical Cage | One Size | AVANIA PTY LIMITED |  | Change to Group benefit
PZ020 | 13 - Spinal | ZygoLoc | Facet Fusion Cage | 3-15mm | Prism Surgical Designs Pty Ltd |  | Change to Group benefit
BB288 | 13 - Spinal | Aesculap Vertebral Body System | Vertebral Body System, Titanium Alloy | All sizes | B BRAUN AUSTRALIA PTY LTD |  | Change to Group benefit
DE756 | 13 - Spinal | KONG-TL | KONG-TL VBR Extension with Screw | 19mm Diameter, 20 & 35mm Heights | DEVICE TECHNOLOGIES AUSTRALIA PTY. LTD. |  | Change to Group benefit
DE773 | 13 - Spinal | KONG-TL | KONG-TL VBR Bodies | 19mm Diameter: 19-23mm, 20-24mm, 22-29mm, 23-30mm, 27-37mm & 33-49mm Heights | DEVICE TECHNOLOGIES AUSTRALIA PTY. LTD. |  | Change to Group benefit
ER184 | 13 - Spinal | SIGNUS Poseidon/POSEIDON ST Vertebral Body Replacement System-Vertebral Body | SIGNUS POSIDON/POSEIDON ST Vertebral Body, porous titanium | Dia 16/20mm x (Height 12-89mm) | EMERGO ASIA-PACIFIC PTY. LIMITED |  | Change to Group benefit
ER309 | 13 - Spinal | Ulrich Anterior Distraction Device | Ulrich Anterior Distraction Device (ADD)-telescoping cage, thoracolumbar | dia (12-16 mm) x height collapsed (10-39 mm) x height extended (13-65 mm) x angle (0-6°) | EMERGO ASIA-PACIFIC PTY. LIMITED |  | Change to Group benefit
ER350 | 13 - Spinal | Ulrich Anterior Distraction Device System (ADDplus)-Telescopic cage | Ulrich Anterior Distraction System (ADDplus) telescopic cage, integral end plate, cervical. | dia 12 mm x collapsed height (13-40 mm) x expanded height (18-65 mm) x angle (0-18°) | EMERGO ASIA-PACIFIC PTY. LIMITED |  | Change to Group benefit
ER354 | 13 - Spinal | Ulrich thoracolumbar body replacement system (ObeliscPro)-Telescoping cage | Ulrich thoracolumbar body replacement system (ObeliscPro)-Telescoping cage, thoracolumbar | dia 20 mm x collapsed height (17-76 mm) x expanded height (23-132 mm) | EMERGO ASIA-PACIFIC PTY. LIMITED |  | Change to Group benefit
LB055 | 13 - Spinal | Xpand Corpectomy Spacer System | Expandable corpectomy spacer | small, Medium, Large. 15-120mm in varying lordotic/kyphotic angles | Globus Medical Australia Pty Limited |  | Change to Group benefit
LB066 | 13 - Spinal | XP and R Corpectomy Spacer System | Expandable Corpectomy spacer | Small, Medium,15-88mm in varying lordotic/kyphotic angles | Globus Medical Australia Pty Limited |  | Change to Group benefit
LB093 | 13 - Spinal | FORTIFY Ti Corpectomy Spacer Core | Expandable corpectomy spacer | 12mm, 16mm and 20mm x 15mm-135mm | Globus Medical Australia Pty Limited |  | Change to Group benefit
LB097 | 13 - Spinal | FORTIFY R Corpectomy Spacer Core | Expandable corpectomy spacer | 14mm -20mm 15mm-120mm | Globus Medical Australia Pty Limited |  | Change to Group benefit
SY794 | 13 - Spinal | XRL | Expandable Vertebral Body | 22 - 121mm Height | JOHNSON & JOHNSON MEDICAL PTY LTD |  | Change to Group benefit
MC820 | 13 - Spinal | T2 | Expandable vertebral body replacement cage | Diameters: 13 - 31mm | MEDTRONIC AUSTRALASIA PTY LTD |  | Change to Group benefit
MI298 | 13 - Spinal | T2 Stratosphere Expandable Corpectomy System | Centrepiece | 13-25mm | MEDTRONIC AUSTRALASIA PTY LTD |  | Change to Group benefit
NV078 | 13 - Spinal | X-CORE (Expandable cage) | Expandable VBR Cage | Diameter: 12-22mm Height: 15-121mm | NUVASIVE (AUST/NZ) PTY LTD |  | Change to Group benefit
NV102 | 13 - Spinal | X-Core Mini | the NuVasive X-CORE Mini expandable VBR System is a vertebral body repalcement device for use in the spine (C3 to L5) to replace a diseased or damaged vertebral body caused by tumor or fracure, to restore height of a collapsed vertebral body, and to achieve decompression of the spinal cord and neural tissues, | 15-80mm | NUVASIVE (AUST/NZ) PTY LTD |  | Change to Group benefit
OH576 | 13 - Spinal | SAMSON - Expandable Vertebral Body Replacement - Center Piece | Center Piece | Height 20mm - 120mm Diam 20mm | Orthotech Pty Ltd |  | Change to Group benefit
HW757 | 13 - Spinal | Capri Vertebral Body Replacement System-Cage | Cage, Internal or External Component | 23 - 122mm height, multiple footprints | STRYKER AUSTRALIA PTY LTD |  | Change to Group benefit
HW770 | 13 - Spinal | CAPRI Small Expandable Corpectomy Cage System | Vertebral Body Replacement | (13-16) x (16-20) mm – height 18-74mm | STRYKER AUSTRALIA PTY LTD |  | Change to Group benefit
SK448 | 13 - Spinal | VLIFT | Vertebral Body Replacement System, DIS Implant | Diameters 12 to 22mm | STRYKER AUSTRALIA PTY LTD |  | Change to Group benefit
DE757 | 13 - Spinal | KONG-TL | KONG-TL VBR Endplates with Screw | 26-52mm Lengths 20-29mm Widths 0,4, 8 & 12 Degree Angles | DEVICE TECHNOLOGIES AUSTRALIA PTY. LTD. |  | Change to Group benefit
ER185 | 13 - Spinal | SIGNUS POSEIDON/POSEIDON ST Vertebral Body Replacement System-End Plate | SIGNUS POSEIDON/POSEIDON ST End Plate; porous titanium; | Dia (16mm) x (18 mm - 20mm) x (18 mm – 59 mm); lordosis 0°/ 5°/10°/15°/20° | EMERGO ASIA-PACIFIC PTY. LIMITED |  | Change to Group benefit
ER355 | 13 - Spinal | Ulrich thoracolumbar body replacement system (ObeliscPRO)-End plates | Ulrich thoracolumbar body replacement system (ObeliscPRO)-End plates, various shapes | dia (20-32 mm) x angle (0-15°); oval (32x26 mm) x angle (0-15°); lateral length (35-55 mm) x angle (0-15°) | EMERGO ASIA-PACIFIC PTY. LIMITED |  | Change to Group benefit
LB096 | 13 - Spinal | FORTIFY Ti Corpectomy Spacer Endplate | Expandable corpectomy spacer endplate | 12 and 20mm x 12-50mm 0-12deg. 13mm Round, 16mm, 16mm Round,16mm Footprint. 16mm, 18mm Round, 18mm Footprint. 20mm Round, 20mm, 20mm Footprint. 12 X 13mm. 12mm X 13mm Footprint. 16 X 30mm Footprint, 16 x35mm Footprint, 16 x 40mm Footprint, 16 x 45mm Footprint, 18 x30mm Footprint, 18X 35mm Footprint, 18X40mm Footprint, 18 X 45mm Footprint | Globus Medical Australia Pty Limited |  | Change to Group benefit
LB098 | 13 - Spinal | FORTIFY R Corpectomy Spacer Endplate | Expandable corpectomy spacer endplate | 14-30mm X 14-25mm | Globus Medical Australia Pty Limited |  | Change to Group benefit
LB138 | 13 - Spinal | Fortify I Integrated Corpectomy Spacer System - Endplates | PEEK and Titanium endplates | Lateral – 22mm X 40-50mm, 14mm X 14-16mm, 12-14mmX 14-16mm, 21x23mm and 25 X 30mm | Globus Medical Australia Pty Limited |  | Change to Group benefit
SY795 | 13 - Spinal | XRL | Endplate | -10˚/+15˚ Degrees | JOHNSON & JOHNSON MEDICAL PTY LTD |  | Change to Group benefit
MI299 | 13 - Spinal | T2 Stratosphere Expandable Corpectomy System | End Cap | 13-30mm | MEDTRONIC AUSTRALASIA PTY LTD |  | Change to Group benefit
NV079 | 13 - Spinal | X-CORE (End Cap) | End plate | Round 12-30mm x -8° to 16°; Rectangular 12-22mm x 15-60mm x -8° to 16° | NUVASIVE (AUST/NZ) PTY LTD |  | Change to Group benefit
OH575 | 13 - Spinal | SAMSON - Expandable Vertebral Body Replacement - End Plates | End Plates | L: 20mm W: 25-55mm A: 0-8 | Orthotech Pty Ltd |  | Change to Group benefit
ER164 | 13 - Spinal | Signus Athlet VBR System - Main Body | Peek Vertebral Body Replacement System (Main body) | 12, 18, 24, 30, 36 and 42mm lengths | EMERGO ASIA-PACIFIC PTY. LIMITED |  | Change to Group benefit
ER165 | 13 - Spinal | Signus Athlet VBR System - End Body | Peek Vertebral Body Replacement System (End body) | 4, 6, 8mm heights | EMERGO ASIA-PACIFIC PTY. LIMITED |  | Change to Group benefit
DP513 | 13 - Spinal | Stackable Corpectomy CFRP Cage System | Stackable Cage | Xsmall-Xlarge | JOHNSON & JOHNSON MEDICAL PTY LTD |  | Change to Group benefit
MC632 | 13 - Spinal | Verte-Stack | XS Centre Piece. Stackable Corpectomy Device. | Height 5-50mm | MEDTRONIC AUSTRALASIA PTY LTD |  | Change to Group benefit
NV145 | 13 - Spinal | Monolith Corpectomy System | Vertebral Body Replacement System | Diameter 12-14mm | NUVASIVE (AUST/NZ) PTY LTD |  | Change to Group benefit
PZ021 | 13 - Spinal | VerteLoc Spine System | Locking Screw | 20mm - 150mm | Prism Surgical Designs Pty Ltd |  | Change to Group benefit
PZ022 | 13 - Spinal | VerteLoc Spine System | Stackable Cage | Extra Small- Extra large | Prism Surgical Designs Pty Ltd |  | Change to Group benefit
PZ023 | 13 - Spinal | VerteLoc Spine System | Locking Nut | one size only | Prism Surgical Designs Pty Ltd |  | Change to Group benefit
HW752 | 13 - Spinal | Santorini Stackable Corpectomy Cage-Small | Corpectomy Cage, Peek | (12x17)mm footprint x (2-62)mm height | STRYKER AUSTRALIA PTY LTD |  | Change to Group benefit
HW753 | 13 - Spinal | Santorini Stackable Corpectomy Cage-Medium/Large | Corpectomy Cage, Peek | (16x20) or (21x25)mm footprint x (2-98)mm height | STRYKER AUSTRALIA PTY LTD |  | Change to Group benefit
PB054 | 13 - Spinal | Titanium Spinal Mesh | Mesh, Round | 18 - 90 mm | AUSTRALIAN PACIFIC MEDICAL PTY LTD |  | Change to Group benefit
LB196 | 13 - Spinal | COLOSSEUM Mesh Corpectomy Spacer | Titanium mesh corpectomy spacer | 12-25mm X 14-30mm, 8-120mm | Globus Medical Australia Pty Limited |  | Change to Group benefit
SY293 | 13 - Spinal | Synmesh | Mesh, Oblong | 6mm - 88mm | JOHNSON & JOHNSON MEDICAL PTY LTD |  | Change to Group benefit
SY294 | 13 - Spinal | Synmesh | Mesh, Round | 6mm - 88mm | JOHNSON & JOHNSON MEDICAL PTY LTD |  | Change to Group benefit
BF002 | 13 - Spinal | A-Mesh Spinal Titanium Mesh Spacer | A-Mesh® Spinal Titanium Mesh is designed to restore biomechanical integrity throughout the thoracic and lumbar spine following vertebrectomy or corpectomy for patients with spine tumors or fractures. | Diameter: 10mm, Length: 20mm, 50mm 70mm Diameter: 12mm, Length: 20mm, 50mm, 70mm Diameter: 14mm, Length: 20mm, 50mm, 70mm Diameter: 16mm, Length: 20mm, 50mm, 70mm, 90mm Diameter: 20mm, Length: 20mm, 50mm, 70mm, 90mm Diameter: 25mm, Length: 20mm, 50mm, 70mm, 90mm Diameter: 30mm, Length: 20mm, 50mm, 70mm, 90mm Diameter: 35mm, Length: 20mm, 50mm, 70mm, 90mm | MATRIX MEDICAL INNOVATIONS PTY LTD |  | Change to Group benefit
MC378 | 13 - Spinal | Pyramesh | Titanium Surgical Mesh | 51 - 500mm | MEDTRONIC AUSTRALASIA PTY LTD |  | Change to Group benefit
MC379 | 13 - Spinal | Pyramesh | Titanium Surgical Mesh | 5 - 50mm | MEDTRONIC AUSTRALASIA PTY LTD |  | Change to Group benefit
MC449 | 13 - Spinal | Pyramesh | Angled | 25 - 150mm | MEDTRONIC AUSTRALASIA PTY LTD |  | Change to Group benefit
MC450 | 13 - Spinal | Pyramesh | Curved / Round | 20 - 150mm | MEDTRONIC AUSTRALASIA PTY LTD |  | Change to Group benefit
MC451 | 13 - Spinal | Pyramesh | Ovoid | 8 - 130mm | MEDTRONIC AUSTRALASIA PTY LTD |  | Change to Group benefit
NV017 | 13 - Spinal | Titanium Mesh | Oval/Flat/Long/Round | 20mm + Diameter, 30mm - 90mm Length | NUVASIVE (AUST/NZ) PTY LTD |  | Change to Group benefit
OH657 | 13 - Spinal | HTS Leander Cervical Vertebral Body Replacement | Titanium alloy implant base bodies available in different heights for different defect heights | Diameter 11.5mm; Height 16mm - 55mm | Orthotech Pty Ltd |  | Change to Group benefit
SK338 | 13 - Spinal | VBOSS/VLIFT | Cage Body | Available from 10 to 25mm in Diameter and from 8 to 120mm in Length | STRYKER AUSTRALIA PTY LTD |  | Change to Group benefit
PB055 | 13 - Spinal | Titanium Spinal Mesh | End rings | 10 - 24 mm | AUSTRALIAN PACIFIC MEDICAL PTY LTD |  | Change to Group benefit
LB197 | 13 - Spinal | COLLOSSEUM Mesh Endcap | Endcap | 12-25mm X 14-30mm, 2-8mm | Globus Medical Australia Pty Limited |  | Change to Group benefit
SY295 | 13 - Spinal | Synmesh | End rings | round/oblong | JOHNSON & JOHNSON MEDICAL PTY LTD |  | Change to Group benefit
BF020 | 13 - Spinal | A-Mesh Spinal Titanium Mesh Plate and Set Screw | A-Mesh Spinal Titanium Mesh is designed to restore biomechanical integrity throughout the thoracic and lumbar spine following vertebrectomy or corpectomy for patients with spine tumors or fractures | Diameter 10m 12, 14, 16, 20, 15, 30 or 35mm | MATRIX MEDICAL INNOVATIONS PTY LTD |  | Change to Group benefit
MC539 | 13 - Spinal | Pyramesh | End ring/cap | 10 - 25mm | MEDTRONIC AUSTRALASIA PTY LTD |  | Change to Group benefit
MC821 | 13 - Spinal | T2 | End Cap | 13-31 mm, 0, 4, 8, 15 degree lordosis | MEDTRONIC AUSTRALASIA PTY LTD |  | Change to Group benefit
OH658 | 13 - Spinal | HTS Leander VBR Endplates | Titanium alloy Endplates available in different widths and angles for adaption to different vertebral body structures | Length 12-14mm; Width 14-16mm; Angle 2.5, 5, 7.5 degrees | Orthotech Pty Ltd |  | Change to Group benefit
SK424 | 13 - Spinal | VBOSS / VLIFT | End cap | Sizes 10 to 25mm | STRYKER AUSTRALIA PTY LTD |  | Change to Group benefit
ER305 | 13 - Spinal | Barricaid | Annular replacement prosthesis | Height: 14mm; Width 8mm, 10mm, 12mm | EMERGO ASIA-PACIFIC PTY. LIMITED |  | Change to Group benefit