## Prescribed List
July 2024 Prescribed List - Part A New Items
Product Category | Sub Category | Product Group | Product Sub Group | Suffix | Billing Code | Benefit | Sponsor | Product Name | Description | Size | ARTG | Condition | Last Updated | Change
01 - Ophthalmic | 01.02 - POSTERIOR CHAMBER INTRAOCULAR LENSES | 01.02.02 - Foldable | 01.02.02.01 - Microincision | at, t2 | QQ286 | 751 | CARL ZEISS PTY. LIMITED | AT TORBI 719M High Cyl | HIGH CYLINDER BITORIC - ZEISS Micro Incision Aspheric (aberration neutral) IOL: Foldable square edged, single piece IOL for capsular bag fixation | Spherical Equivalent (SE) -4.0 to +32.0 D, 0.5 D increments Cylinder +7.0 to +12.0 D, 0.5 D increments Optic size: 6.0mm, Overall length: 11.0mm | 151348 |  | July 2024 | New listing
01 - Ophthalmic | 01.02 - POSTERIOR CHAMBER INTRAOCULAR LENSES | 01.02.02 - Foldable | 01.02.02.01 - Microincision | at, pl, t1 | QQ287 | 549 | CARL ZEISS PTY. LIMITED | AT TORBI 719MP (Standard Range) | Bitoric, preloaded, micro incision, aspheric (aberration neutral), foldable, square-edged, single-piece IOL for capsular bag fixation | Spherical Equivalent (SE) -8.0 to +28.0 D, 0.5 D increments Cylinder +1.0 to +4.0 D, 0.5 D increments Optic size: 6.0mm, Overall length: 11.0mm | 151348 |  | July 2024 | New listing
01 - Ophthalmic | 01.02 - POSTERIOR CHAMBER INTRAOCULAR LENSES | 01.02.02 - Foldable | 01.02.02.01 - Microincision | at, t1 | QQ288 | 534 | CARL ZEISS PTY. LIMITED | AT TORBI 719M (Standard Range) | STANDARD RANGE BITORIC - ZEISS Micro Incision Aspheric (aberration neutral) IOL: Foldable, square-edged, single piece IOL for capsular bag fixation | Spherical Equivalent (SE) Diopter range: Sph -4.0 to +32.0D, 0.5D increments, Cylinder (cyl) +1.0 to 6.5D, 0.5 D increments, Optic size: 6.0mm, Overall length: 11.0mm | 151348 |  | July 2024 | New listing
01 - Ophthalmic | 01.02 - POSTERIOR CHAMBER INTRAOCULAR LENSES | 01.02.02 - Foldable | 01.02.02.04 - Presbyopia correcting | at, pl, vblf | QQ152 | 666 | AMO AUSTRALIA PTY LIMITED | TECNIS PureSee IOL with Simplicity Delivery System | Pre-loaded, 1-piece posterior chamber, presbyopia correcting, UV absorbing hydrophobic acrylic with violet-light filter, Non Toric IOL offering extended vision | Diopter range +5.0 D to +34.0 D. in 0.5 diopter increments | 426290 |  | July 2024 | New listing
01 - Ophthalmic | 01.02 - POSTERIOR CHAMBER INTRAOCULAR LENSES | 01.02.02 - Foldable | 01.02.02.04 - Presbyopia correcting | at, t2 | QQ272 | 1130 | CARL ZEISS PTY. LIMITED | AT LISA TRI TORIC 949M - High Cyl | Trifocal (aspheric), bitoric, micro incision, single-piece IOL for capsular bag fixation. The trifocal (anterior) optic provides two diffractive focal points (+3.33D near focus and +1.66D intermediate focus) with asymmetric light distribution 50% distance / 20% intermediate / 30% near vision. | Spherical Equivalent (SE): -5.0 to +35.0 D, 0.5 D increments, High Cylinder +7.0 to 12.0 D, 0.5D increments. Optic size: 6.0 mm Overall length: 11.mm | 151348 |  | July 2024 | New listing
01 - Ophthalmic | 01.02 - POSTERIOR CHAMBER INTRAOCULAR LENSES | 01.02.02 - Foldable | 01.02.02.04 - Presbyopia correcting | at, t1 | QQ273 | 902 | CARL ZEISS PTY. LIMITED | AT LISA TRI TORIC 949M - Low Cyl | Trifocal (aspheric), bitoric, micro incision, single-piece IOL for capsular bag fixation. The trifocal (anterior) optic provides two diffractive focal points (+3.33D near focus and +1.66D intermediate focus) with asymmetric light distribution 50% distance / 20% intermediate /30% near vision. | Spherical Equivalent (SE): -5.0 to +35.0 D, 0.5 D increments Low Cylinder +4.5 to +6.5 D, 0.5 D increments. Optic size: 6.0 mm Overall length: 11.mm | 151348 |  | July 2024 | New listing
01 - Ophthalmic | 01.02 - POSTERIOR CHAMBER INTRAOCULAR LENSES | 01.02.02 - Foldable | 01.02.02.04 - Presbyopia correcting | at, pl, t1 | QQ282 | 918 | CARL ZEISS PTY. LIMITED | AT LISA TRI TORIC 949MP | Trifocal (aspheric), bitoric, micro incision, single-piece IOL for capsular bag fixation, implantable with preloaded injector system. The trifocal (anterior) optic provides two diffractive focal points (+3.33D near focus and + 1.66D intermediate focus) with asymmetric light distribution 50% distance / 20% intermediate / 30% near vision. | Spherical Equivalent (SE): -5.0 to +32.0 D, 0.5 D increments Cylinder +1.0 to +4.0 D, 0.5 D increments, Optic size: 6.0 mm Overall length: 11.mm | 151348 |  | July 2024 | New listing
01 - Ophthalmic | 01.02 - POSTERIOR CHAMBER INTRAOCULAR LENSES | 01.02.02 - Foldable | 01.02.02.04 - Presbyopia correcting | at, pl, t1, vlbf | QQ165 | 950 | SURGIVISION PTY LTD | Bi-Flex Elon 877PETY EDOF Toric IOL | Single piece, sterile, foldable aspheric hydrophobic acrylic intraocular lens (IOL) with UV blocker and blue light filter. The optic is EDOF toric. The IOL is available as part of a preloaded injector system. | Standard Powers, +10.0D to 30.0 D (0.5D steps); Cylinders, T2 1.0D, T3 1.5D, T4 2.25D, T5 3.0D, T6 3.75D, T7 4.5D, T8 5.25D, T9 6.0D | 221834 |  | July 2024 | New listing
01 - Ophthalmic | 01.02 - POSTERIOR CHAMBER INTRAOCULAR LENSES | 01.02.02 - Foldable | 01.02.02.04 - Presbyopia correcting | at, pl, vblf | QQ201 | 666 | SURGIVISION PTY LTD | Medicontur Bi-Flex Elon 877PEY EDOF IOL | Single piece, sterile, foldable aspheric hydrophobic acrylic intraocular lens (IOL) with UV blocker and blue light filter. The optic is EDOF. The IOL is available as part of a preloaded injector system. | Optic Diameter: 6mm, Overall Dameter: 13mm, Standard Powers +8.0 D to + 30 D in 0.5 D steps, Extreme Powers +31.0 D to 35.0 D in 1.0 D steps | 221834 |  | July 2024 | New listing
01 - Ophthalmic | 01.03 - INTRAOCULAR FLUIDS | 01.03.01 - Viscoelastic |  |  | QQ221 | 52 | KEVIN GRUNDY (IBD) PTY. LIMITED | Ophteis FR Pro | Viscoelastic solution for intraocular use - 2.0% sodium hyaluronate and 4.0% sorbitol | 1.2 mL | 427870 |  | July 2024 | New listing
01 - Ophthalmic | 01.03 - INTRAOCULAR FLUIDS | 01.03.01 - Viscoelastic |  |  | QQ223 | 52 | KEVIN GRUNDY (IBD) PTY. LIMITED | OphteisBio 3.0 | Viscoelastic solution for intraocular use - 3.0% sodium hyaluronate | 1.1mL | 427865 |  | July 2024 | New listing
01 - Ophthalmic | 01.03 - INTRAOCULAR FLUIDS | 01.03.01 - Viscoelastic |  |  | QQ235 | 52 | KEVIN GRUNDY (IBD) PTY. LIMITED | OphteisBio 1.8 | Viscoelastic solution for intraocular use - 1.8% sodium hyaluronate | 1.1 mL | 427856 |  | July 2024 | New listing
01 - Ophthalmic | 01.03 - INTRAOCULAR FLUIDS | 01.03.01 - Viscoelastic |  |  | QQ247 | 52 | KEVIN GRUNDY (IBD) PTY. LIMITED | OphteisBio 1.6 | Viscoelastic solution for intraocular use - 1.6% sodium hyaluronate | 1.1 mL | 427855 |  | July 2024 | New listing
01 - Ophthalmic | 01.05 - GLAUCOMA DRAINAGE | 01.05.03 - Ab Interno Glaucoma Drainage Device | 01.05.03.02 - external to Schlemm's canal |  | QQ051 | 1264 | ABBVIE PTY LTD | XEN Glaucoma Treatment System | The XEN Glaucoma Treatment System consists of an injector device that is preloaded with a XEN Gel Implant. The XEN Gel Implant creates a new subconjunctival outflow pathway to reduce intraocular pressure in patients with mild to advanced primary open-angle glaucoma where previous treatments have failed. | XEN Gel Implant is 6mm long, 150µm outside diameter and 45µm inside diameter. | 297899 |  | July 2024 | Change to Organisation Billing code transferred from AW027 Sponsor transferred from ALLERGAN AUSTRALIA PTY LIMITED
02 - Ear, Nose & Throat | 02.01 - EAR | 02.01.06 - Ventilation Tube/Grommet |  |  | QQ309 | 18 | The Trustee for BRAXTON INVESTMENT FUND | KURZ Ventilation Tubes / Grommet | KURZ Ventilation Tube Tuebingen Type Gold Platinum, 1.25mm / Size 1 MR Conditional KURZ Ventilation Tube Tuebingen Type with Retention Wire Gold Platinum, 1.25mm / Size 1 MR Unsafe KURZ Ventilation Tube Tuebingen Type Gold Platinum, 1.50mm / Size 2 MR Conditional KURZ Ventilation Tube Tuebingen Type with Retention Wire Gold Platinum, 1.50mm / Size 2 MR Unsafe KURZ Ventilation Tube Tuebingen Type Gold-plated Ag, 1.25mm / Size 1 MR Conditional KURZ Ventilation Tube Tuebingen Type with Retention Wire Gold-plated Ag, 1.25mm / Size 1 MR Unsafe KURZ Ventilation Tube Tuebingen Type Gold-plated Ag, 1.50mm / Size 2 MR Conditional KURZ Ventilation Tube Tuebingen Type with Retention Wire Gold-plated Ag, 1.50mm / Size 2 MR Unsafe KURZ Ventilation Tube Tuebingen Type Titanium, 1.25mm / Size 1 MR Conditional KURZ Ventilation Tube Tuebingen Type with Retention Wire Titanium, 1.25mm / Size 1 MR Unsafe KURZ Ventilation Tube Tuebingen Type Titanium, 1.50mm / Size 2 MR Conditional KURZ Ventilation Tube Tuebingen Type with Retention Wire Titanium, 1.50mm / Size 2 MR Unsafe KURZ Ventilation Tube Tuebingen Type Titanium, 1.00mm / Size 0 MR Conditional KURZ Ventilation Tube Beveled Type Gold Platinum, 0.75mm / Size 0 MR Conditional KURZ Ventilation Tube Beveled Type Gold Platinum, 1.25mm / Size 1 MR Conditional KURZ Ventilation Tube Beveled Type Gold Platinum, 1.50mm / Size 2 MR Conditional KURZ Ventilation Tube Long-Term, 1 Eye Gold Platinum, 1.50mm MR Conditional KURZ Ventilation Tube Long-Term, 2 Eyes Gold Platinum, 1.50mm MR Conditional KURZ Ventilation Tube Minimal Gold-plated Ag, 0.60mm MR Unsafe KURZ Ventilation Tube Trocar Gold-plated Silver, 1.25mm / Size 1 MR Conditional KURZ Ventilation Tube Trocar Titanium, 1.25mm / Size 1 MR Conditional | 0.60mm, 0.75mm, 1.00mm, 1.25mm, 1.50mm | 345901 |  | July 2024 | New listing
02 - Ear, Nose & Throat | 02.02 - NOSE | 02.02.03 - Absorbable Nasal Implant |  |  | QQ215 | 1500 | STRYKER AUSTRALIA PTY LTD | LATERA Nasal Implant System | The LATERA Absorbable Nasal Implants supports the upper and lower lateral cartilage by anchoring above the maxilla to provide cantilever support. Two implants are provided. The LATERA delivery device is specifically designed and intended to deliver the LATERA absorbable nasal implant in the lateral nasal wall. | 24mm | 346524 389271 |  | July 2024 | New listing
03 - General Miscellaneous | 03.08 - CLOSURE DEVICES | 03.08.07 - Complete Biomaterial Mesh | 03.08.07.01 - ≤200cm² | Contoured | QQ050 | 722 | ACRA REGULATORY SERVICES PTY LTD | TIGR Matrix Surgical Mesh-Small | TIGR Matrix Surgical Mesh-Small, biosynthetic | 10x15 cm | 202446 |  | July 2024 | Change to Organisation Billing code transferred from ER410 Sponsor transferred from EMERGO ASIA-PACIFIC PTY. LIMITED
03 - General Miscellaneous | 03.08 - CLOSURE DEVICES | 03.08.07 - Complete Biomaterial Mesh | 03.08.07.02 - 201-400cm² | Contoured | QQ049 | 1399 | ACRA REGULATORY SERVICES PTY LTD | TIGR Matrix Surgical Mesh-Medium | TIGR Matrix Surgical Mesh-Medium, biosynthetic | 15x20 cm | 202446 |  | July 2024 | Change to Organisation Billing code transferred from ER411 Sponsor transferred from EMERGO ASIA-PACIFIC PTY. LIMITED
03 - General Miscellaneous | 03.08 - CLOSURE DEVICES | 03.08.07 - Complete Biomaterial Mesh | 03.08.07.03 - 401-600cm² | Contoured | QQ048 | 3204 | ACRA REGULATORY SERVICES PTY LTD | TIGR Matrix Surgical Mesh-Large | TIGR Matrix Surgical Mesh-Large, biosynthetic | 20x30 cm | 202446 |  | July 2024 | Change to Organisation Billing code transferred from ER412 Sponsor transferred from EMERGO ASIA-PACIFIC PTY. LIMITED
04 - Neurosurgical | 04.02 - DURA DEFECT REPAIR | 04.02.02 - Repair, Graft, Medium (>10 to 50cm²) |  |  | QQ166 | 426 | LIFEHEALTHCARE PTY LIMITED | Neodura Dural Repair Patch | absorbable dural repair patch made of degradable PLLA & Gelatin | 10 to 50cm2 | 419571 |  | July 2024 | New listing
04 - Neurosurgical | 04.02 - DURA DEFECT REPAIR | 04.02.03 - Repair, Graft, Large (>50 to 100cm²) |  |  | QQ168 | 709 | LIFEHEALTHCARE PTY LIMITED | Neodura Dural Repair Patch | Absorbable dural repair patch made of degradable PLLA & Gelatin | 50 to 100cm2 | 419571 |  | July 2024 | New listing
04 - Neurosurgical | 04.02 - DURA DEFECT REPAIR | 04.02.04 - Repair, Graft, Extra Large (>100cm²) |  |  | QQ167 | 591 | LIFEHEALTHCARE PTY LIMITED | Neodura Dural Repair Patch | Absorbable dural repair patch made of degradable PLLA & Gelatin | Greater than 100cm2 | 419571 |  | July 2024 | New listing
04 - Neurosurgical | 04.08 - NEURO INTERVENTION | 04.08.02 - Coils |  |  | QQ217 | 1043 | STRYKER AUSTRALIA PTY LTD | Target Detachable Coils – Target Tetra | Detachable Platinum Coils | Coil diameter: 1.5-4.5mm, Coil Length: 2-10cm | 170214 |  | July 2024 | New listing
06 - Specialist Orthopaedic | 06.01 - ANKLE AND FOOT | 06.01.01 - Ankle joint component | 06.01.01.02 - Liner - mobile bearing |  | QQ078 | 591 | ALLEGRA INNOVATIONS PTY LTD | Hintermann Series H3™ Total Ankle Prosthesis-Inlay | Hintermann Series H3™ Total Ankle Prosthesis-Inlay, UHMW Polyethylene | 0-6, thickness 5-9 mm | 289319 |  | July 2024 | Change to Organisation Billing code transferred from AE265 Sponsor transferred from ALLEGRA ORTHOPAEDICS LIMITED
06 - Specialist Orthopaedic | 06.01 - ANKLE AND FOOT | 06.01.02 - Sinus Tarsi Implant | 06.01.02.01 - Metal |  | QQ046 | 1321 | CONMED LINVATEC AUSTRALIA PTY LTD | Subtalar Implants | Subtalar Implants | All sizes | 308018 |  | July 2024 | Change to Organisation Billing code transferred from LM373 Sponsor transferred from LMT SURGICAL PTY LTD
06 - Specialist Orthopaedic | 06.01 - ANKLE AND FOOT | 06.01.03 - Ankle joint | 06.01.03.01 - Talar component |  | QQ079 | 2185 | ALLEGRA INNOVATIONS PTY LTD | Hintermann Series H3™ Total Ankle Prosthesis-Talar Component | Hintermann Series H3™ Total Ankle Prosthesis-Talar component, left or right, primary or revision, CoCr, plasma sprayed titanium coating and a hydroxyapatite coating | 0-6 | 289321 |  | July 2024 | Change to Organisation Billing code transferred from AE266 Sponsor transferred from ALLEGRA ORTHOPAEDICS LIMITED
06 - Specialist Orthopaedic | 06.01 - ANKLE AND FOOT | 06.01.03 - Ankle joint | 06.01.03.02 - Tibial component |  | QQ080 | 1900 | ALLEGRA INNOVATIONS PTY LTD | Hintermann Series H3™ Total Ankle Prosthesis-Tibial Component | Hintermann Series H3™ Total Ankle Prosthesis-Tibial Component, left or right, primary or revision, CoCr, plasma sprayed titanium coating and a hydroxyapatite coating | 0-6, 8 or 12mm thickness (revision) | 289424 |  | July 2024 | Change to Organisation Billing code transferred from AE267 Sponsor transferred from ALLEGRA ORTHOPAEDICS LIMITED
06 - Specialist Orthopaedic | 06.01 - ANKLE AND FOOT | 06.01.04 - Replacement of other joints of the foot including articulations | 06.01.04.04 - Great toe, resurfacing hemi articulation, metatarsal |  | QQ125 | 703 | ALLEGRA INNOVATIONS PTY LTD | Hemi CAP Articular Resurfacing Great Toe System | Articular Component | 12mm (1-2mm x 1.5-3mm offset), 15mm (1.5-2.5mm x 2.5-4.5mm offset) | 123538 |  | July 2024 | Change to Organisation Billing code transferred from AE138 Sponsor transferred from ALLEGRA ORTHOPAEDICS LIMITED
06 - Specialist Orthopaedic | 06.01 - ANKLE AND FOOT | 06.01.04 - Replacement of other joints of the foot including articulations | 06.01.04.04 - Great toe, resurfacing hemi articulation, metatarsal |  | QQ126 | 703 | ALLEGRA INNOVATIONS PTY LTD | Hemi CAP Articular Resurfacing Great Toe System | Fixation Component | 8mm x 16mm, 9.5mm x 18mm | 123538 |  | July 2024 | Change to Organisation Billing code transferred from AE139 Sponsor transferred from ALLEGRA ORTHOPAEDICS LIMITED
06 - Specialist Orthopaedic | 06.02 - UPPER LIMB | 06.02.04 - Shoulder - Humeral | 06.02.04.08 - Modular Humeral component - diaphyseal, cemented, short (≤220mm) |  | QQ161 | 3755 | JOHNSON & JOHNSON MEDICAL PTY LTD | Global Unite Revision Stem | Long Humeral stem | 6-12mm | 220390 |  | July 2024 | Expanded from JJ972
06 - Specialist Orthopaedic | 06.02 - UPPER LIMB | 06.02.04 - Shoulder - Humeral | 06.02.04.08 - Modular Humeral component - diaphyseal, cemented, short (≤220mm) |  | QQ162 | 3755 | JOHNSON & JOHNSON MEDICAL PTY LTD | Global Unite Standard Stem | Standard humeral stem | 6-16mm | 220179 |  | July 2024 | Expanded from JJ972
06 - Specialist Orthopaedic | 06.02 - UPPER LIMB | 06.02.04 - Shoulder - Humeral | 06.02.04.09 - Modular Humeral component - diaphyseal, uncemented, short (≤220mm) |  | QQ160 | 2660 | JOHNSON & JOHNSON MEDICAL PTY LTD | Delta Xtend Shoulder System | Modular humeral stem | 10-16mm | 307921 |  | July 2024 | Expanded from JJ972
06 - Specialist Orthopaedic | 06.02 - UPPER LIMB | 06.02.05 - Shoulder - Glenoid | 06.02.05.02 - Glenoid component, Metal backed |  | QQ289 | 2109 | Mathys Orthopaedics Pty Limited | Affinis Glenoid vitamys uncemented | RM titanium coated vitamin-E glenoid component | Size 1 to 4 | 238289 |  | July 2024 | New listing
06 - Specialist Orthopaedic | 06.03 - SKELETAL RECONSTRUCTION | 06.03.01 - Intramedullary Nails | 06.03.01.02 - Femoral, Proximal long (≥220mm) |  | QQ183 | 1188 | STRYKER AUSTRALIA PTY LTD | Stryker Intramedullary Nailing System | Gamma Intermediate | 120, 125, 130 Deg; Diameter 9-13mm; Length 240mm | 382682 |  | July 2024 | New listing
06 - Specialist Orthopaedic | 06.03 - SKELETAL RECONSTRUCTION | 06.03.01 - Intramedullary Nails | 06.03.01.07 - Arthrodesis ankle |  | QQ016 | 3300 | CONMED LINVATEC AUSTRALIA PTY LTD | Ankle Arthrodesis Nail | Ankle Arthrodesis Nail | Multiple sizes to suit patient anatomy | 308941 |  | July 2024 | Change to Organisation Billing code transferred from LM369 Sponsor transferred from LMT SURGICAL PTY LTD, Change to Group benefit
06 - Specialist Orthopaedic | 06.03 - SKELETAL RECONSTRUCTION | 06.03.01 - Intramedullary Nails | 06.03.01.11 - Arthrodesis Other |  | QQ025 | 548 | CONMED LINVATEC AUSTRALIA PTY LTD | Duafit | Interphalangeal implant | 11 - 20 mm implant length, zero, 10.0 or 17.0 degrees of plantarflexion | 236773 |  | July 2024 | Change to Organisation Billing code transferred from LM246 Sponsor transferred from LMT SURGICAL PTY LTD
06 - Specialist Orthopaedic | 06.03 - SKELETAL RECONSTRUCTION | 06.03.02 - Intramedullary Nail Accessories | 06.03.02.01 - Intramedullary nail lag screw |  | QQ030 | 199 | CONMED LINVATEC AUSTRALIA PTY LTD | Intramedullary Nail Screw | Intramedullary Nail Screw | Multiple sizes to suit patient anatomy | 266217 |  | July 2024 | Change to Organisation Billing code transferred from LM370 Sponsor transferred from LMT SURGICAL PTY LTD
06 - Specialist Orthopaedic | 06.03 - SKELETAL RECONSTRUCTION | 06.03.03 - Plates | 06.03.03.04 - Small (screw size 2.71mm – 4.49mm)(including blade) ≤ 6 holes | VAL | QQ198 | 594 | AA-Med Pty Ltd | ARIX Wrist System - Carpal Fusion Plate | Carpal Fusion Plate | 6 holes | 409165 |  | July 2024 | New listing
06 - Specialist Orthopaedic | 06.03 - SKELETAL RECONSTRUCTION | 06.03.03 - Plates | 06.03.03.04 - Small (screw size 2.71mm – 4.49mm)(including blade) ≤ 6 holes | Com, LK | QQ216 | 572 | AUSTRALIAN PACIFIC MEDICAL PTY LTD | Ankle Fusion Locking Plate | Mini and ANTT Ankle Fusion Locking Plates, Left/ Right, or Universal with different angles. | 6 Holes or less | 261562 |  | July 2024 | New listing
06 - Specialist Orthopaedic | 06.03 - SKELETAL RECONSTRUCTION | 06.03.03 - Plates | 06.03.03.05 - Small (screw size 2.71mm – 4.49mm)(including blade) ≥ 7 to ≤ 15 holes | VAL | QQ238 | 577 | ARTHREX AUSTRALIA PTY LTD | Posterolateral distal fibula plate, locking | Distal fibula locking plate used for open reduction and internal fixation for fractures of the fibula. | 10 hole plate | 284416 |  | July 2024 | New listing
06 - Specialist Orthopaedic | 06.03 - SKELETAL RECONSTRUCTION | 06.03.03 - Plates | 06.03.03.05 - Small (screw size 2.71mm – 4.49mm)(including blade) ≥ 7 to ≤ 15 holes | VAL | QQ291 | 577 | BONEBRIDGE PTY LTD | CASCELLA 3.5mm Superior Clavicle Plate | Superior Clavicle Plate | 7 to 12 holes | 433150 |  | July 2024 | New listing
06 - Specialist Orthopaedic | 06.03 - SKELETAL RECONSTRUCTION | 06.03.03 - Plates | 06.03.03.05 - Small (screw size 2.71mm – 4.49mm)(including blade) ≥ 7 to ≤ 15 holes | VAL | QQ032 | 577 | CONMED LINVATEC AUSTRALIA PTY LTD | MTP Plate | MTP Plate | 7 to 15 holes | 266216 |  | July 2024 | Change to Organisation Billing code transferred from LM360 Sponsor transferred from LMT SURGICAL PTY LTD, Change to Group benefit
06 - Specialist Orthopaedic | 06.03 - SKELETAL RECONSTRUCTION | 06.03.03 - Plates | 06.03.03.05 - Small (screw size 2.71mm – 4.49mm)(including blade) ≥ 7 to ≤ 15 holes |  | QQ047 | 113 | CONMED LINVATEC AUSTRALIA PTY LTD | Tibial Osteotomy Plates | Tibial Osteotomy Plates | Multiple sizes to suit patient anatomy | 266216 |  | July 2024 | Change to Organisation Billing code transferred from LM372 Sponsor transferred from LMT SURGICAL PTY LTD, Change to Group benefit
06 - Specialist Orthopaedic | 06.03 - SKELETAL RECONSTRUCTION | 06.03.03 - Plates | 06.03.03.05 - Small (screw size 2.71mm – 4.49mm)(including blade) ≥ 7 to ≤ 15 holes |  | QQ064 | 113 | CONMED LINVATEC AUSTRALIA PTY LTD | Ankle Fusion Plate | Ankle Fusion Plate | Suitable for patient anatomy | 266216 |  | July 2024 | Change to Organisation Billing code transferred from LM379 Sponsor transferred from LMT SURGICAL PTY LTD, Change to Group benefit
06 - Specialist Orthopaedic | 06.03 - SKELETAL RECONSTRUCTION | 06.03.03 - Plates | 06.03.03.05 - Small (screw size 2.71mm – 4.49mm)(including blade) ≥ 7 to ≤ 15 holes |  | QQ065 | 113 | CONMED LINVATEC AUSTRALIA PTY LTD | Fibular Osteotomy Plates | Fibular Osteotomy Plates | Multiple sizes to suit patient anatomy | 266216 |  | July 2024 | Change to Organisation Billing code transferred from LM376 Sponsor transferred from LMT SURGICAL PTY LTD, Change to Group benefit
06 - Specialist Orthopaedic | 06.03 - SKELETAL RECONSTRUCTION | 06.03.03 - Plates | 06.03.03.05 - Small (screw size 2.71mm – 4.49mm)(including blade) ≥ 7 to ≤ 15 holes |  | QQ066 | 113 | CONMED LINVATEC AUSTRALIA PTY LTD | Fibular Osteotomy Plates | Fibular Osteotomy Plates | Sizes to suit patient anatomy | 266216 |  | July 2024 | Change to Organisation Billing code transferred from LM377 Sponsor transferred from LMT SURGICAL PTY LTD, Change to Group benefit
06 - Specialist Orthopaedic | 06.03 - SKELETAL RECONSTRUCTION | 06.03.03 - Plates | 06.03.03.05 - Small (screw size 2.71mm – 4.49mm)(including blade) ≥ 7 to ≤ 15 holes | VAL | QQ182 | 577 | STRYKER AUSTRALIA PTY LTD | VariAx Clavicle Plating System | Locking Plating System | 7-10 Holes | 352530 352531 |  | July 2024 | New listing
06 - Specialist Orthopaedic | 06.03 - SKELETAL RECONSTRUCTION | 06.03.03 - Plates | 06.03.03.07 - Mini (screw size ≤2.7mm)(including blade) ≤ 6 holes | VAL | QQ234 | 907 | ARTHREX AUSTRALIA PTY LTD | Mini Comprehensive Fixation System Plates | VAL Plate Mini Comprehensive Fixation System (CFS) | 6 holes | 350999 |  | July 2024 | New listing
06 - Specialist Orthopaedic | 06.03 - SKELETAL RECONSTRUCTION | 06.03.03 - Plates | 06.03.03.07 - Mini (screw size ≤2.7mm)(including blade) ≤ 6 holes | LK | QQ031 | 550 | CONMED LINVATEC AUSTRALIA PTY LTD | Jones Fracture Plate | Jones Fracture Plate | 6 holes or less | 266216 |  | July 2024 | Change to Organisation Billing code transferred from LM361 Sponsor transferred from LMT SURGICAL PTY LTD, Change to Group benefit
06 - Specialist Orthopaedic | 06.03 - SKELETAL RECONSTRUCTION | 06.03.03 - Plates | 06.03.03.07 - Mini (screw size ≤2.7mm)(including blade) ≤ 6 holes | LK | QQ035 | 550 | CONMED LINVATEC AUSTRALIA PTY LTD | Orthopaedic Fixation Plate | Orthopaedic Fixation Plates | Screw size 2.7mm or less 6 holes or less | 266216 |  | July 2024 | Change to Organisation Billing code transferred from LM342 Sponsor transferred from LMT SURGICAL PTY LTD, Change to Group benefit
06 - Specialist Orthopaedic | 06.03 - SKELETAL RECONSTRUCTION | 06.03.03 - Plates | 06.03.03.07 - Mini (screw size ≤2.7mm)(including blade) ≤ 6 holes | LK | QQ205 | 550 | CONMED LINVATEC AUSTRALIA PTY LTD | 5MS Plantar Plates | Anatomic contoured titanium 4, 5-hole plates for proximal 5th metatarsal fractures. | 4, 5 Hole Plates | 338649 |  | July 2024 | New listing
06 - Specialist Orthopaedic | 06.03 - SKELETAL RECONSTRUCTION | 06.03.03 - Plates | 06.03.03.07 - Mini (screw size ≤2.7mm)(including blade) ≤ 6 holes | LK | QQ207 | 550 | CONMED LINVATEC AUSTRALIA PTY LTD | 5MS Titanium Locking Plates less than equal to 6 Hole | Anatomic curved titanium 4 - 6 -hole plates for 5th metatarsal fractures. | 4, 5, 6, Hole | 338649 |  | July 2024 | New listing
06 - Specialist Orthopaedic | 06.03 - SKELETAL RECONSTRUCTION | 06.03.03 - Plates | 06.03.03.07 - Mini (screw size ≤2.7mm)(including blade) ≤ 6 holes | VAL | QQ253 | 907 | CONMED LINVATEC AUSTRALIA PTY LTD | Colink Mini Plates VAL up to 6 Hole | Foot and Ankle Mini Plates Titanium, Various designs straight, L, and T Plates. | 2 - 6 Hole | 338649 |  | July 2024 | New listing
06 - Specialist Orthopaedic | 06.03 - SKELETAL RECONSTRUCTION | 06.03.03 - Plates | 06.03.03.07 - Mini (screw size ≤2.7mm)(including blade) ≤ 6 holes | Com, VAL | QQ258 | 971 | CONMED LINVATEC AUSTRALIA PTY LTD | Colink Vallux Plate | MIS Plate for Tri planar Hallux Valgus Correction | 4 - Hole | 338649 |  | July 2024 | New listing
06 - Specialist Orthopaedic | 06.03 - SKELETAL RECONSTRUCTION | 06.03.03 - Plates | 06.03.03.08 - Mini (screw size ≤2.7mm)(including blade) ≥ 7 to ≤ 15 holes | VAL | QQ294 | 797 | ARTHREX AUSTRALIA PTY LTD | Y-Plate, 2.4mm, 11 hole | Plate used for fracture fixation or fusion | 2.4mm plate 11 hole plate | 350999 |  | July 2024 | New listing
06 - Specialist Orthopaedic | 06.03 - SKELETAL RECONSTRUCTION | 06.03.03 - Plates | 06.03.03.08 - Mini (screw size ≤2.7mm)(including blade) ≥ 7 to ≤ 15 holes | Com, VAL | QQ262 | 812 | BONEBRIDGE PTY LTD | DALVAZZA 2.5mm Distal Ulna Plate | Distal Ulna Plate | One size only | 433150 |  | July 2024 | New listing
06 - Specialist Orthopaedic | 06.03 - SKELETAL RECONSTRUCTION | 06.03.03 - Plates | 06.03.03.08 - Mini (screw size ≤2.7mm)(including blade) ≥ 7 to ≤ 15 holes | LK | QQ129 | 354 | CONMED LINVATEC AUSTRALIA PTY LTD | Orthopaedic Fixation Plate | Orthopaedic Fixation Plate | Screw size 2.7mm or less 7 to 15 holes | 266216 |  | July 2024 | Change to Organisation Billing code transferred from LM343 Sponsor transferred from LMT SURGICAL PTY LTD, Change to Group benefit
06 - Specialist Orthopaedic | 06.03 - SKELETAL RECONSTRUCTION | 06.03.03 - Plates | 06.03.03.08 - Mini (screw size ≤2.7mm)(including blade) ≥ 7 to ≤ 15 holes | LK | QQ206 | 354 | CONMED LINVATEC AUSTRALIA PTY LTD | 5MS Titanium Locking Plates greather than and equal to 7 Hole | Anatomic curved titanium 8-hole plates for 5th metatarsal fractures and osteotomies | 7 -15 Hole Plate | 338649 |  | July 2024 | New listing
06 - Specialist Orthopaedic | 06.03 - SKELETAL RECONSTRUCTION | 06.03.03 - Plates | 06.03.03.08 - Mini (screw size ≤2.7mm)(including blade) ≥ 7 to ≤ 15 holes | VAL | QQ252 | 797 | CONMED LINVATEC AUSTRALIA PTY LTD | Colink Mini Plates VAL from 7 Hole to 15 Hole | Foot and Ankle Mini Plates Titanium, Various designs straight, L, and T Plates. | 7 - 8 Hole | 338649 |  | July 2024 | New listing
06 - Specialist Orthopaedic | 06.03 - SKELETAL RECONSTRUCTION | 06.03.03 - Plates | 06.03.03.16 - Periarticular anatomic - Clavicle plate ≤ 6 holes | VAL | QQ194 | 1261 | AA-Med Pty Ltd | ARIX Clavicle System-Hook Plates | 3.5mm clavicle hook plate | 5-6 holes | 409165 |  | July 2024 | New listing
06 - Specialist Orthopaedic | 06.03 - SKELETAL RECONSTRUCTION | 06.03.03 - Plates | 06.03.03.16 - Periarticular anatomic - Clavicle plate ≤ 6 holes | LK | QQ074 | 1208 | ALLEGRA INNOVATIONS PTY LTD | ASDM Clavicle Plating System - Plates | Clavicle fracture plating system consisting of anatomic pre-contoured stainless steel locking compression plates and screws (cortical, cancellous & locking) | 6 holes(L&R), | 258572 |  | July 2024 | Change to Organisation Billing code transferred from AE148 Sponsor transferred from ALLEGRA ORTHOPAEDICS LIMITED, Change to Group benefit
06 - Specialist Orthopaedic | 06.03 - SKELETAL RECONSTRUCTION | 06.03.03 - Plates | 06.03.03.17 - Periarticular anatomic - Clavicle plate ≥ 7 to ≤ 15 holes | LK | QQ073 | 1260 | ALLEGRA INNOVATIONS PTY LTD | ADSM Clavicle Plating System - Plates | Clavicle fracture plating system consisting of anatomic pre-contoured stainless steel locking compression plates and screws (cortical, cancellous & locking) | 8-13 holes (L & R), | 258572 |  | July 2024 | Change to Organisation Billing code transferred from AE153 Sponsor transferred from ALLEGRA ORTHOPAEDICS LIMITED, Change to Group benefit
06 - Specialist Orthopaedic | 06.03 - SKELETAL RECONSTRUCTION | 06.03.03 - Plates | 06.03.03.20 - Periarticular anatomic - Humerus ≥ 7 to ≤ 15 holes | VAL | QQ260 | 1513 | BONEBRIDGE PTY LTD | LORRAINE 3.5mm Distal Humerus Plate | Distal Humerus Plate | Medial and Posterolateral, 4 and 5 holes | 433150 |  | July 2024 | New listing
06 - Specialist Orthopaedic | 06.03 - SKELETAL RECONSTRUCTION | 06.03.03 - Plates | 06.03.03.20 - Periarticular anatomic - Humerus ≥ 7 to ≤ 15 holes | VAL | QQ261 | 1513 | BONEBRIDGE PTY LTD | LORRAINE 3.5mm Distal Humerus Plate | Distal Humerus Plate | Posterolateral and Extraarticular, 8 to 13 holes | 433150 |  | July 2024 | New listing
06 - Specialist Orthopaedic | 06.03 - SKELETAL RECONSTRUCTION | 06.03.03 - Plates | 06.03.03.20 - Periarticular anatomic - Humerus ≥ 7 to ≤ 15 holes | VAL | QQ281 | 1513 | BONEBRIDGE PTY LTD | TAMINA 3.5mm Proximal Humerus Plate | Proximal Humerus Plate | Standard and TF Plates, 3 to 5 holes | 433150 |  | July 2024 | New listing
06 - Specialist Orthopaedic | 06.03 - SKELETAL RECONSTRUCTION | 06.03.03 - Plates | 06.03.03.21 - Periarticular anatomic - Humerus ≥ 16 holes | VAL | QQ297 | 1643 | BONEBRIDGE PTY LTD | TAMINA 3.5mm Proximal Humerus Plate | Proximal Humerus Plate | Standard and TF Plates 5, 9 to 13 holes, long | 433150 |  | July 2024 | New listing
06 - Specialist Orthopaedic | 06.03 - SKELETAL RECONSTRUCTION | 06.03.03 - Plates | 06.03.03.23 - Periarticular anatomic - Radius ≥ 7 to ≤ 15 holes | VAL | QQ280 | 1183 | BONEBRIDGE PTY LTD | SALGINA 2.5mm Volar Distal Radius Plate | Volar Distal Radius Plate | Narrow, wide, long narrow and long wide | 433150 |  | July 2024 | New listing
06 - Specialist Orthopaedic | 06.03 - SKELETAL RECONSTRUCTION | 06.03.03 - Plates | 06.03.03.23 - Periarticular anatomic - Radius ≥ 7 to ≤ 15 holes | VAL | QQ024 | 1183 | CONMED LINVATEC AUSTRALIA PTY LTD | Distal Radius Plates | Distal Radius Plates | Multiple Sizes | 266216 |  | July 2024 | Change to Organisation Billing code transferred from LM365 Sponsor transferred from LMT SURGICAL PTY LTD, Change to Group benefit
06 - Specialist Orthopaedic | 06.03 - SKELETAL RECONSTRUCTION | 06.03.03 - Plates | 06.03.03.26 - Periarticular anatomic - Ulna ≥ 7 to ≤ 15 holes | VAL | QQ212 | 1198 | AA-Med Pty Ltd | ARIX Elbow System- Olecranon | Olecranon, Medial, Lateral, Posterolateral | 5-17 holes | 409165 |  | July 2024 | New listing
06 - Specialist Orthopaedic | 06.03 - SKELETAL RECONSTRUCTION | 06.03.03 - Plates | 06.03.03.26 - Periarticular anatomic - Ulna ≥ 7 to ≤ 15 holes | VAL | QQ257 | 1198 | BONEBRIDGE PTY LTD | LEPORELLO 3.5mm Olecranon Plate | 3.5mm Olecranon Plate | 5 and 9 holes | 433150 |  | July 2024 | New listing
06 - Specialist Orthopaedic | 06.03 - SKELETAL RECONSTRUCTION | 06.03.03 - Plates | 06.03.03.31 - Periarticular anatomic - Pelvis ≥ 16 holes |  | QQ169 | 760 | JOHNSON & JOHNSON MEDICAL PTY LTD | Intrapelvic Acetabular System | Intrapelvic Acetabular Plate | small and large | 157069 |  | July 2024 | New listing
06 - Specialist Orthopaedic | 06.03 - SKELETAL RECONSTRUCTION | 06.03.03 - Plates | 06.03.03.38 - Periarticular anatomic - Tibia ≤ 6 holes | VAL | QQ233 | 1474 | CONMED LINVATEC AUSTRALIA PTY LTD | Colink Afx Posterior Tibia Plates | Periarticular VAL Posterior Tibia Plates | 3, 5 Hole | 338649 |  | July 2024 | New listing
06 - Specialist Orthopaedic | 06.03 - SKELETAL RECONSTRUCTION | 06.03.03 - Plates | 06.03.03.39 - Periarticular anatomic - Tibia ≥ 7 to ≤ 15 holes | VAL | QQ264 | 1489 | BONEBRIDGE PTY LTD | POYA 3.5mm Lateral Proximal Tibia Plate | Lateral Proximal Tibia Plate | 4 to 9 holes | 433150 |  | July 2024 | New listing
06 - Specialist Orthopaedic | 06.03 - SKELETAL RECONSTRUCTION | 06.03.03 - Plates | 06.03.03.39 - Periarticular anatomic - Tibia ≥ 7 to ≤ 15 holes | VAL | QQ265 | 1489 | BONEBRIDGE PTY LTD | POYA 3.5mm Posteromedial Tibia Plate | Posteromedial Tibia Plate | Left and Right | 433150 |  | July 2024 | New listing
06 - Specialist Orthopaedic | 06.03 - SKELETAL RECONSTRUCTION | 06.03.03 - Plates | 06.03.03.40 - Periarticular anatomic - Tibia ≥ 16 holes | VAL | QQ263 | 1636 | BONEBRIDGE PTY LTD | POYA 3.5mm Lateral Proximal Tibia Plate | Lateral Proximal Tibia Plate | 14 to 18 holes | 433150 |  | July 2024 | New listing
06 - Specialist Orthopaedic | 06.03 - SKELETAL RECONSTRUCTION | 06.03.03 - Plates | 06.03.03.42 - Periarticular anatomic - Calcaneal ≥ 7 to ≤ 15 holes | LK | QQ213 | 1149 | CONMED LINVATEC AUSTRALIA PTY LTD | Colink Cfx Calcaneal Plates | Titanium Locking Calcaneal Plates Various Designs | Small, Medium, Large 9-13 Holes | 338649 |  | July 2024 | New listing
06 - Specialist Orthopaedic | 06.03 - SKELETAL RECONSTRUCTION | 06.03.03 - Plates | 06.03.03.44 - Periarticular anatomic - Foot | VAL | QQ036 | 1007 | CONMED LINVATEC AUSTRALIA PTY LTD | Orthopaedic Fixation Plate | Orthopaedic Fixation Plates | 2 - 8 holes and/or Small, Medium, Large | 338649 |  | July 2024 | Change to Organisation Billing code transferred from LM339 Sponsor transferred from LMT SURGICAL PTY LTD
06 - Specialist Orthopaedic | 06.03 - SKELETAL RECONSTRUCTION | 06.03.04 - Screws | 06.03.04.01 - Standard ( ≥4.5mm) | CN | QQ017 | 185 | CONMED LINVATEC AUSTRALIA PTY LTD | Bone Screw | Bone Screw | 4.5mm diameter and larger | 266217 |  | July 2024 | Change to Organisation Billing code transferred from LM288 Sponsor transferred from LMT SURGICAL PTY LTD
06 - Specialist Orthopaedic | 06.03 - SKELETAL RECONSTRUCTION | 06.03.04 - Screws | 06.03.04.01 - Standard ( ≥4.5mm) | CN,DT | QQ026 | 351 | CONMED LINVATEC AUSTRALIA PTY LTD | IBS Screw | Compression Screw | 4.5, 6.5 & 8.0mm diameter | 266217 |  | July 2024 | Change to Organisation Billing code transferred from LM287 Sponsor transferred from LMT SURGICAL PTY LTD
06 - Specialist Orthopaedic | 06.03 - SKELETAL RECONSTRUCTION | 06.03.04 - Screws | 06.03.04.01 - Standard ( ≥4.5mm) | CN,DT | QQ037 | 351 | CONMED LINVATEC AUSTRALIA PTY LTD | Orthopaedic Fixation Screw | Fixation Screw | 4.5mm and larger diameter, all lengths | 266217 |  | July 2024 | Change to Organisation Billing code transferred from LM350 Sponsor transferred from LMT SURGICAL PTY LTD
06 - Specialist Orthopaedic | 06.03 - SKELETAL RECONSTRUCTION | 06.03.04 - Screws | 06.03.04.01 - Standard ( ≥4.5mm) |  | QQ044 | 57 | CONMED LINVATEC AUSTRALIA PTY LTD | Plate Screw | Plate Screw | 4.5mm diameter and greater | 266216 |  | July 2024 | Change to Organisation Billing code transferred from LM374 Sponsor transferred from LMT SURGICAL PTY LTD
06 - Specialist Orthopaedic | 06.03 - SKELETAL RECONSTRUCTION | 06.03.04 - Screws | 06.03.04.01 - Standard ( ≥4.5mm) |  | QQ072 | 57 | CONMED LINVATEC AUSTRALIA PTY LTD | Screw and Locking Cap | Screw and Locking Cap | 4.5 mm and larger diameter | 266216 |  | July 2024 | Change to Organisation Billing code transferred from LM381 Sponsor transferred from LMT SURGICAL PTY LTD
06 - Specialist Orthopaedic | 06.03 - SKELETAL RECONSTRUCTION | 06.03.04 - Screws | 06.03.04.01 - Standard ( ≥4.5mm) | LK | QQ254 | 123 | CONMED LINVATEC AUSTRALIA PTY LTD | Colink 4.5 locking Screws | Locking Titanium Alloy Screws 4.5 mm | 20mm - 50 mm | 338649 |  | July 2024 | New listing
06 - Specialist Orthopaedic | 06.03 - SKELETAL RECONSTRUCTION | 06.03.04 - Screws | 06.03.04.01 - Standard ( ≥4.5mm) |  | QQ255 | 57 | CONMED LINVATEC AUSTRALIA PTY LTD | Colink 4.5 Non-locking Screws | Non-Locking Titanium Alloy Screws 4.5 mm | 20mm - 95 mm | 338649 |  | July 2024 | New listing
06 - Specialist Orthopaedic | 06.03 - SKELETAL RECONSTRUCTION | 06.03.04 - Screws | 06.03.04.01 - Standard ( ≥4.5mm) | LK | QQ256 | 123 | CONMED LINVATEC AUSTRALIA PTY LTD | Colink 4.5 Variable Angle locking Screws | Variable Angle Locking Titanium Alloy Screws 4.5 mm | 20mm - 50mm | 338649 |  | July 2024 | New listing
06 - Specialist Orthopaedic | 06.03 - SKELETAL RECONSTRUCTION | 06.03.04 - Screws | 06.03.04.02 - Small (2.71mm – 4.49mm) |  | QQ193 | 46 | AA-Med Pty Ltd | ARIX 3.5mm Non-Locking screws | 3.5mm Non-Locking screws | 3.5mm | 409165 |  | July 2024 | New listing
06 - Specialist Orthopaedic | 06.03 - SKELETAL RECONSTRUCTION | 06.03.04 - Screws | 06.03.04.02 - Small (2.71mm – 4.49mm) | LK | QQ210 | 102 | AA-Med Pty Ltd | ARIX 2.0-3.5mm Locking screws | Locking screws | 2.0-3.5mm | 409165 |  | July 2024 | New listing
06 - Specialist Orthopaedic | 06.03 - SKELETAL RECONSTRUCTION | 06.03.04 - Screws | 06.03.04.02 - Small (2.71mm – 4.49mm) |  | QQ075 | 46 | ALLEGRA INNOVATIONS PTY LTD | ASDM Clavicle Plating System - Screws | Fixation Device, Internal, Non-locking, Stainless Steel, Cortical Screw Size: 3.5mm & Cancellous Screw sizes 4.0mm | 3.5mm Low-profile Cortex Screws, 10-30mm (2mm increments) 4.0mm Low-profile Cortex Screws, 10-30mm (2mm increments) | 137369 |  | July 2024 | Change to Organisation Billing code transferred from AE154 Sponsor transferred from ALLEGRA ORTHOPAEDICS LIMITED, Change to Group benefit
06 - Specialist Orthopaedic | 06.03 - SKELETAL RECONSTRUCTION | 06.03.04 - Screws | 06.03.04.02 - Small (2.71mm – 4.49mm) | LK | QQ076 | 102 | ALLEGRA INNOVATIONS PTY LTD | ASDM Clavicle Plating System - Screws | Fixation Device, Internal, Locking, Stainless Steel, Cortical Screw Size: 3.5mm | 3.5mm Locking Screws, 10-30mm (2mm increments) | 137369 |  | July 2024 | Change to Organisation Billing code transferred from AE155 Sponsor transferred from ALLEGRA ORTHOPAEDICS LIMITED, Change to Group benefit
06 - Specialist Orthopaedic | 06.03 - SKELETAL RECONSTRUCTION | 06.03.04 - Screws | 06.03.04.02 - Small (2.71mm – 4.49mm) |  | QQ237 | 46 | ARTHREX AUSTRALIA PTY LTD | Low Profile Screw, Cortical | Low Profile Screw, Cortical | 3-3.5mm | 284416 |  | July 2024 | New listing
06 - Specialist Orthopaedic | 06.03 - SKELETAL RECONSTRUCTION | 06.03.04 - Screws | 06.03.04.02 - Small (2.71mm – 4.49mm) | LK | QQ241 | 102 | ARTHREX AUSTRALIA PTY LTD | Low Profile Locking Screw | Low Profile Locking Screw | 3-3.5mm | 350999 |  | July 2024 | New listing
06 - Specialist Orthopaedic | 06.03 - SKELETAL RECONSTRUCTION | 06.03.04 - Screws | 06.03.04.02 - Small (2.71mm – 4.49mm) | CN | QQ295 | 178 | ARTHREX AUSTRALIA PTY LTD | Cannulated Low Profile Screws, Small | Cannulated Low Profile Screws, Small | 4mm | 284416 |  | July 2024 | New listing
06 - Specialist Orthopaedic | 06.03 - SKELETAL RECONSTRUCTION | 06.03.04 - Screws | 06.03.04.02 - Small (2.71mm – 4.49mm) |  | QQ292 | 46 | BONEBRIDGE PTY LTD | Cortical Bone Screw | Stainless steel bone screw | Diameter 3.5mm, Length 10mm to 90mm | 433151 |  | July 2024 | New listing
06 - Specialist Orthopaedic | 06.03 - SKELETAL RECONSTRUCTION | 06.03.04 - Screws | 06.03.04.02 - Small (2.71mm – 4.49mm) | LK | QQ293 | 102 | BONEBRIDGE PTY LTD | Variable Angle Locking Screw | Stainless steel screw | Diameter 3.5mm, Length 10mm to 90mm | 433151 |  | July 2024 | New listing
06 - Specialist Orthopaedic | 06.03 - SKELETAL RECONSTRUCTION | 06.03.04 - Screws | 06.03.04.02 - Small (2.71mm – 4.49mm) |  | QQ172 | 46 | CAB MEDICAL PTY LTD | Non-Locking Screw | Non Locking Screw | 2.71mm - 4.49mm | 429400 |  | July 2024 | New listing
06 - Specialist Orthopaedic | 06.03 - SKELETAL RECONSTRUCTION | 06.03.04 - Screws | 06.03.04.02 - Small (2.71mm – 4.49mm) | LK | QQ175 | 102 | CAB MEDICAL PTY LTD | VAL Locking Screw | VAL Locking Screw | 2.71mm - 4.49mm | 429400 |  | July 2024 | New listing
06 - Specialist Orthopaedic | 06.03 - SKELETAL RECONSTRUCTION | 06.03.04 - Screws | 06.03.04.02 - Small (2.71mm – 4.49mm) | CN | QQ018 | 178 | CONMED LINVATEC AUSTRALIA PTY LTD | Bone Screw | Bone Screw | 2.71 to 4.49mm diameter | 266217 |  | July 2024 | Change to Organisation Billing code transferred from LM286 Sponsor transferred from LMT SURGICAL PTY LTD, Change to Group benefit
06 - Specialist Orthopaedic | 06.03 - SKELETAL RECONSTRUCTION | 06.03.04 - Screws | 06.03.04.02 - Small (2.71mm – 4.49mm) |  | QQ020 | 46 | CONMED LINVATEC AUSTRALIA PTY LTD | Bone Screws | Plate Fixation Bone Screws | 2.71 to 4.49mm diameter All lengths | 338649 |  | July 2024 | Change to Organisation Billing code transferred from LM340 Sponsor transferred from LMT SURGICAL PTY LTD, Change to Group benefit
06 - Specialist Orthopaedic | 06.03 - SKELETAL RECONSTRUCTION | 06.03.04 - Screws | 06.03.04.02 - Small (2.71mm – 4.49mm) |  | QQ021 | 46 | CONMED LINVATEC AUSTRALIA PTY LTD | Bone Screws - Locking | Locking | 2.71mm - 4.49mm diameter All lengths | 266216 |  | July 2024 | Change to Organisation Billing code transferred from LM341 Sponsor transferred from LMT SURGICAL PTY LTD, Change to Group benefit
06 - Specialist Orthopaedic | 06.03 - SKELETAL RECONSTRUCTION | 06.03.04 - Screws | 06.03.04.02 - Small (2.71mm – 4.49mm) | CN,DT | QQ027 | 362 | CONMED LINVATEC AUSTRALIA PTY LTD | IBS Screw | Compression Screw | 3.00 & 3.5mm diameter | 266217 |  | July 2024 | Change to Organisation Billing code transferred from LM285 Sponsor transferred from LMT SURGICAL PTY LTD
06 - Specialist Orthopaedic | 06.03 - SKELETAL RECONSTRUCTION | 06.03.04 - Screws | 06.03.04.02 - Small (2.71mm – 4.49mm) | LK | QQ033 | 102 | CONMED LINVATEC AUSTRALIA PTY LTD | NEOFIT - Screws | NEOFIT screws | 2.7 & 3.0mm | 266216 |  | July 2024 | Change to Organisation Billing code transferred from LM290 Sponsor transferred from LMT SURGICAL PTY LTD, Change to Group benefit
06 - Specialist Orthopaedic | 06.03 - SKELETAL RECONSTRUCTION | 06.03.04 - Screws | 06.03.04.02 - Small (2.71mm – 4.49mm) | CN,DT | QQ038 | 362 | CONMED LINVATEC AUSTRALIA PTY LTD | Orthopaedic Fixation Screw | Fixation Screw | 2.71 to 4.49mm diameter all lengths | 266217 |  | July 2024 | Change to Organisation Billing code transferred from LM349 Sponsor transferred from LMT SURGICAL PTY LTD
06 - Specialist Orthopaedic | 06.03 - SKELETAL RECONSTRUCTION | 06.03.04 - Screws | 06.03.04.02 - Small (2.71mm – 4.49mm) | LK | QQ040 | 102 | CONMED LINVATEC AUSTRALIA PTY LTD | Orthopaedic locking Screws | Orthopaedic locking Screws | 2.71 to 4.49 mm diameter, all lengths | 338649 |  | July 2024 | Change to Organisation Billing code transferred from LM351 Sponsor transferred from LMT SURGICAL PTY LTD, Change to Group benefit
06 - Specialist Orthopaedic | 06.03 - SKELETAL RECONSTRUCTION | 06.03.04 - Screws | 06.03.04.02 - Small (2.71mm – 4.49mm) |  | QQ131 | 46 | CONMED LINVATEC AUSTRALIA PTY LTD | Screw and Locking Cap | Screw and Locking Cap | 2.71 to 4.49 mm diameter | 266216 |  | July 2024 | Change to Organisation Billing code transferred from LM380 Sponsor transferred from LMT SURGICAL PTY LTD, Change to Group benefit
06 - Specialist Orthopaedic | 06.03 - SKELETAL RECONSTRUCTION | 06.03.04 - Screws | 06.03.04.02 - Small (2.71mm – 4.49mm) | CN | QQ202 | 178 | CONMED LINVATEC AUSTRALIA PTY LTD | IBS - B Neutralization Screws | Titanium Headless Neutralisation Screws | 3.3, 4.0 mm Neutralisation Screws, 16 - 60 mm | 348714 |  | July 2024 | New listing
06 - Specialist Orthopaedic | 06.03 - SKELETAL RECONSTRUCTION | 06.03.04 - Screws | 06.03.04.02 - Small (2.71mm – 4.49mm) | LK | QQ229 | 102 | CONMED LINVATEC AUSTRALIA PTY LTD | Colink 3.5 Low-Pro Locking Screws | Low-profile Locking Titanium Type II Anodised Screws 3.5 mm | 3.5 mm Diam x Length (10 - 60 mm) | 338649 |  | July 2024 | New listing
06 - Specialist Orthopaedic | 06.03 - SKELETAL RECONSTRUCTION | 06.03.04 - Screws | 06.03.04.02 - Small (2.71mm – 4.49mm) |  | QQ230 | 46 | CONMED LINVATEC AUSTRALIA PTY LTD | Colink 3.5 Low-Pro Non-Locking Screws | Low-profile Non-Locking Titanium Type II Anodised Screws 3.5 mm | 3.5 mm Diam x Length (10 - 60 mm) | 338649 |  | July 2024 | New listing
06 - Specialist Orthopaedic | 06.03 - SKELETAL RECONSTRUCTION | 06.03.04 - Screws | 06.03.04.02 - Small (2.71mm – 4.49mm) | LK | QQ231 | 102 | CONMED LINVATEC AUSTRALIA PTY LTD | Colink 3.5 Variable Angle Locking Screws | Variable Angle Locking Titanium Type II Anodised Screws 3.5 mm | 3.5 mm Diam x Length (10 - 60 mm) | 338649 |  | July 2024 | New listing
06 - Specialist Orthopaedic | 06.03 - SKELETAL RECONSTRUCTION | 06.03.04 - Screws | 06.03.04.02 - Small (2.71mm – 4.49mm) |  | QQ232 | 46 | CONMED LINVATEC AUSTRALIA PTY LTD | Colink 4.0 Cancellous Screws | Cancellous Titanium Type II Anodised Screws 4.0 mm | 4.0 mm Diam x Length (10 - 60 mm) | 338649 |  | July 2024 | New listing
06 - Specialist Orthopaedic | 06.03 - SKELETAL RECONSTRUCTION | 06.03.04 - Screws | 06.03.04.02 - Small (2.71mm – 4.49mm) | LK | QQ278 | 102 | CONMED LINVATEC AUSTRALIA PTY LTD | Colink 3.0mm Locking Screws | Locking Screws 3.0mm Titanium Type II Anodised | 8 - 30 mm | 338649 |  | July 2024 | New listing
06 - Specialist Orthopaedic | 06.03 - SKELETAL RECONSTRUCTION | 06.03.04 - Screws | 06.03.04.02 - Small (2.71mm – 4.49mm) |  | QQ279 | 46 | CONMED LINVATEC AUSTRALIA PTY LTD | Colink 3.0mm Low-Pro Cortical Screws | Low-profile 3.0mm Cortical Screws Titanium Type II Anodised | 8 - 30 mm | 338649 |  | July 2024 | New listing
06 - Specialist Orthopaedic | 06.03 - SKELETAL RECONSTRUCTION | 06.03.04 - Screws | 06.03.04.02 - Small (2.71mm – 4.49mm) | CN,LK | QQ181 | 183 | LMT SURGICAL PTY LTD | Skeletal Dynamics Bone Screw | Polyaxial locking cannulated screw | 3.0mm x 20-40mm | 278692 |  | July 2024 | New listing
06 - Specialist Orthopaedic | 06.03 - SKELETAL RECONSTRUCTION | 06.03.04 - Screws | 06.03.04.02 - Small (2.71mm – 4.49mm) | CN | QQ191 | 178 | STRYKER AUSTRALIA PTY LTD | DartFire Edge Screw System | Titanium Headed Cannulated Screws | 3.0MM, 3.5MM, 4.0MM | 295072 |  | July 2024 | New listing
06 - Specialist Orthopaedic | 06.03 - SKELETAL RECONSTRUCTION | 06.03.04 - Screws | 06.03.04.02 - Small (2.71mm – 4.49mm) | CN,DT | QQ192 | 362 | STRYKER AUSTRALIA PTY LTD | DartFire Edge Screw System | Titanium Headless Cannulated Screws | 3.0MM, 3.5MM, 4.0MM | 295072 |  | July 2024 | New listing
06 - Specialist Orthopaedic | 06.03 - SKELETAL RECONSTRUCTION | 06.03.04 - Screws | 06.03.04.03 - Mini (2.01 – 2.7 mm) |  | QQ077 | 58 | ALLEGRA INNOVATIONS PTY LTD | ASDM Clavicle Plating System - Screws | Fixation Device, Internal, Non-locking, Stainless Steel, Cortical Screw Size: 2.7mm | 2.7mm Low-profile cortex screws, 10-30mm (2mm increments) | 134456 |  | July 2024 | Change to Organisation Billing code transferred from AE149 Sponsor transferred from ALLEGRA ORTHOPAEDICS LIMITED, Change to Group benefit
06 - Specialist Orthopaedic | 06.03 - SKELETAL RECONSTRUCTION | 06.03.04 - Screws | 06.03.04.03 - Mini (2.01 – 2.7 mm) |  | QQ283 | 58 | BONEBRIDGE PTY LTD | Cortical Screw Diameter 2.5mm | Cortical Screw | 10mm to 30mm | 433151 |  | July 2024 | New listing
06 - Specialist Orthopaedic | 06.03 - SKELETAL RECONSTRUCTION | 06.03.04 - Screws | 06.03.04.03 - Mini (2.01 – 2.7 mm) | LK | QQ284 | 98 | BONEBRIDGE PTY LTD | Variable Angle Locking Screw Diameter 2.5mm | Variable Angle Locking Screw | 10mm to 30mm | 433151 |  | July 2024 | New listing
06 - Specialist Orthopaedic | 06.03 - SKELETAL RECONSTRUCTION | 06.03.04 - Screws | 06.03.04.03 - Mini (2.01 – 2.7 mm) | CN | QQ019 | 156 | CONMED LINVATEC AUSTRALIA PTY LTD | Bone Screw | Bone Screw | 2.01-2.7mm diameter | 266217 |  | July 2024 | Change to Organisation Billing code transferred from LM284 Sponsor transferred from LMT SURGICAL PTY LTD, Change to Group benefit
06 - Specialist Orthopaedic | 06.03 - SKELETAL RECONSTRUCTION | 06.03.04 - Screws | 06.03.04.03 - Mini (2.01 – 2.7 mm) | CN,DT | QQ028 | 348 | CONMED LINVATEC AUSTRALIA PTY LTD | IBS Screw | Compression Screw | 2.5mm diameter | 266216 |  | July 2024 | Change to Organisation Billing code transferred from LM283 Sponsor transferred from LMT SURGICAL PTY LTD
06 - Specialist Orthopaedic | 06.03 - SKELETAL RECONSTRUCTION | 06.03.04 - Screws | 06.03.04.03 - Mini (2.01 – 2.7 mm) |  | QQ034 | 58 | CONMED LINVATEC AUSTRALIA PTY LTD | Non-Locking Screws | Non-Locking Screws | 2.7mm diameter, multiple lengths | 266216 |  | July 2024 | Change to Organisation Billing code transferred from LM354 Sponsor transferred from LMT SURGICAL PTY LTD, Change to Group benefit
06 - Specialist Orthopaedic | 06.03 - SKELETAL RECONSTRUCTION | 06.03.04 - Screws | 06.03.04.03 - Mini (2.01 – 2.7 mm) | CN,DT | QQ039 | 348 | CONMED LINVATEC AUSTRALIA PTY LTD | Orthopaedic Fixation Screw | Fixation Screw | 2.01 to 2.7mm all lengths | 266217 |  | July 2024 | Change to Organisation Billing code transferred from LM348 Sponsor transferred from LMT SURGICAL PTY LTD
06 - Specialist Orthopaedic | 06.03 - SKELETAL RECONSTRUCTION | 06.03.04 - Screws | 06.03.04.03 - Mini (2.01 – 2.7 mm) |  | QQ041 | 58 | CONMED LINVATEC AUSTRALIA PTY LTD | Orthopaedic Plate Fixation Screw | Orthopaedic Plate Fixation Screw | 2.01 to 2.7mm diameter All lengths | 266216 |  | July 2024 | Change to Organisation Billing code transferred from LM344 Sponsor transferred from LMT SURGICAL PTY LTD, Change to Group benefit
06 - Specialist Orthopaedic | 06.03 - SKELETAL RECONSTRUCTION | 06.03.04 - Screws | 06.03.04.03 - Mini (2.01 – 2.7 mm) | LK | QQ042 | 98 | CONMED LINVATEC AUSTRALIA PTY LTD | Orthopaedic Plate Fixation Screw | Orthopaedic Plate Fixation Screw | 2.01 to 2.7 mm diameter all lengths | 266216 |  | July 2024 | Change to Organisation Billing code transferred from LM345 Sponsor transferred from LMT SURGICAL PTY LTD, Change to Group benefit
06 - Specialist Orthopaedic | 06.03 - SKELETAL RECONSTRUCTION | 06.03.04 - Screws | 06.03.04.03 - Mini (2.01 – 2.7 mm) | Breakoff | QQ045 | 295 | CONMED LINVATEC AUSTRALIA PTY LTD | Snap Off Screws | Snap Off Screws | 2.01 to 2.7mm diameter | 266217 |  | July 2024 | Change to Organisation Billing code transferred from LM352 Sponsor transferred from LMT SURGICAL PTY LTD
06 - Specialist Orthopaedic | 06.03 - SKELETAL RECONSTRUCTION | 06.03.04 - Screws | 06.03.04.03 - Mini (2.01 – 2.7 mm) | LK | QQ128 | 98 | CONMED LINVATEC AUSTRALIA PTY LTD | Locking Screws | Locking Screws | 2.7mm diameter, multiple lengths | 266216 |  | July 2024 | Change to Organisation Billing code transferred from LM353 Sponsor transferred from LMT SURGICAL PTY LTD, Change to Group benefit
06 - Specialist Orthopaedic | 06.03 - SKELETAL RECONSTRUCTION | 06.03.04 - Screws | 06.03.04.03 - Mini (2.01 – 2.7 mm) | LK | QQ203 | 98 | CONMED LINVATEC AUSTRALIA PTY LTD | 5MS 2.4 / 2.7 mm Locking Screws | 2.4 / 2.7 mm Cortical Bone Screws Locking Titanium Type II Anodised | 2.4 / 2.7 mm Diam x Length (8mm - 30mm) | 338649 |  | July 2024 | New listing
06 - Specialist Orthopaedic | 06.03 - SKELETAL RECONSTRUCTION | 06.03.04 - Screws | 06.03.04.03 - Mini (2.01 – 2.7 mm) |  | QQ204 | 58 | CONMED LINVATEC AUSTRALIA PTY LTD | 5MS 2.4 / 2.7 mm Non-Locking Screws | 2.4 / 2.7 mm Cortical Bone Screws Non-Locking Titanium Type II Anodised | 2.4 / 2.7 mm Diam x Length (8mm - 30 mm) | 338649 |  | July 2024 | New listing
06 - Specialist Orthopaedic | 06.03 - SKELETAL RECONSTRUCTION | 06.03.04 - Screws | 06.03.04.03 - Mini (2.01 – 2.7 mm) | LK | QQ226 | 98 | CONMED LINVATEC AUSTRALIA PTY LTD | Colink 2.7 Low-Pro Locking Screws | Low-profile Locking Titanium Type II Anodised Screws 2.7 mm | 2.7 mm Diam x Length (8 - 50 mm) | 338649 |  | July 2024 | New listing
06 - Specialist Orthopaedic | 06.03 - SKELETAL RECONSTRUCTION | 06.03.04 - Screws | 06.03.04.03 - Mini (2.01 – 2.7 mm) |  | QQ227 | 58 | CONMED LINVATEC AUSTRALIA PTY LTD | Colink 2.7 Low-Pro Non-Locking Screws | Low-profile Non-Locking Titanium Type II Anodised Screws 2.7 mm | 2.7 mm Diam x Length (8 - 50 mm) | 338649 |  | July 2024 | New listing
06 - Specialist Orthopaedic | 06.03 - SKELETAL RECONSTRUCTION | 06.03.04 - Screws | 06.03.04.03 - Mini (2.01 – 2.7 mm) | LK | QQ228 | 98 | CONMED LINVATEC AUSTRALIA PTY LTD | Colink 2.7 Variable Angle Locking Screws | Variable Angle Locking Titanium Type II Anodised Screws 2.7 mm | 2.7 mm Diam x Length (8 - 60 mm) | 338649 |  | July 2024 | New listing
06 - Specialist Orthopaedic | 06.03 - SKELETAL RECONSTRUCTION | 06.03.04 - Screws | 06.03.04.03 - Mini (2.01 – 2.7 mm) | LK | QQ250 | 98 | CONMED LINVATEC AUSTRALIA PTY LTD | Colink 2.4 mm Locking Screws | Low-profile Locking Titanium Type II Anodised Screws 2.4 mm | 2.4 mm Diam x Length (8mm - 24 mm) | 338649 |  | July 2024 | New listing
06 - Specialist Orthopaedic | 06.03 - SKELETAL RECONSTRUCTION | 06.03.04 - Screws | 06.03.04.03 - Mini (2.01 – 2.7 mm) |  | QQ251 | 58 | CONMED LINVATEC AUSTRALIA PTY LTD | Colink 2.4 mm Low-Pro Non-Locking Screws | Low-profile Non-Locking Titanium Type II Anodised Screws 2.4 mm | 2.4 mm Diam x Length (8mm - 24 mm) | 338649 |  | July 2024 | New listing
06 - Specialist Orthopaedic | 06.03 - SKELETAL RECONSTRUCTION | 06.03.04 - Screws | 06.03.04.03 - Mini (2.01 – 2.7 mm) | CN,LK | QQ180 | 177 | LMT SURGICAL PTY LTD | Skeletal Dynamics Bone Screw | Polyaxial locking cannulated screw | 2.5mm x 10-30mm | 278692 |  | July 2024 | New listing
06 - Specialist Orthopaedic | 06.03 - SKELETAL RECONSTRUCTION | 06.03.04 - Screws | 06.03.04.03 - Mini (2.01 – 2.7 mm) | Breakoff | QQ186 | 295 | STRYKER AUSTRALIA PTY LTD | DartFire Edge Screw System | Titanium Snap Off Screws | 2.7mm | 295072 |  | July 2024 | New listing
06 - Specialist Orthopaedic | 06.03 - SKELETAL RECONSTRUCTION | 06.03.04 - Screws | 06.03.04.03 - Mini (2.01 – 2.7 mm) | CN | QQ189 | 156 | STRYKER AUSTRALIA PTY LTD | DartFire Edge Screw System | Titanium Headed Cannulated Screws | 2.5mm | 295072 |  | July 2024 | New listing
06 - Specialist Orthopaedic | 06.03 - SKELETAL RECONSTRUCTION | 06.03.04 - Screws | 06.03.04.03 - Mini (2.01 – 2.7 mm) | CN,DT | QQ190 | 348 | STRYKER AUSTRALIA PTY LTD | DartFire Edge Screw System | Titanium Headless Cannulated Screws | 2.5mm | 295072 |  | July 2024 | New listing
06 - Specialist Orthopaedic | 06.03 - SKELETAL RECONSTRUCTION | 06.03.04 - Screws | 06.03.04.04 - Micro (≤ 2.0mm) | LK | QQ208 | 104 | AA-Med Pty Ltd | ARIX 1.5-2.0 Locking screws | Locking screws | 1.5-2.0mm | 409165 |  | July 2024 | New listing
06 - Specialist Orthopaedic | 06.03 - SKELETAL RECONSTRUCTION | 06.03.04 - Screws | 06.03.04.04 - Micro (≤ 2.0mm) |  | QQ209 | 46 | AA-Med Pty Ltd | ARIX 1.5-2.3 Non-Locking screws | Non-Locking screws | 1.5-2.0mm | 409165 |  | July 2024 | New listing
06 - Specialist Orthopaedic | 06.03 - SKELETAL RECONSTRUCTION | 06.03.04 - Screws | 06.03.04.04 - Micro (≤ 2.0mm) |  | QQ211 | 46 | AA-Med Pty Ltd | ARIX 2.0mm Non-Locking screws | Non-Locking screws | 2.00mm | 409165 |  | July 2024 | New listing
06 - Specialist Orthopaedic | 06.03 - SKELETAL RECONSTRUCTION | 06.03.04 - Screws | 06.03.04.04 - Micro (≤ 2.0mm) |  | QQ173 | 46 | CAB MEDICAL PTY LTD | Non-Locking Screw | Non-Locking Screw | 2.0mm or Less | 429400 |  | July 2024 | New listing
06 - Specialist Orthopaedic | 06.03 - SKELETAL RECONSTRUCTION | 06.03.04 - Screws | 06.03.04.04 - Micro (≤ 2.0mm) | LK | QQ174 | 104 | CAB MEDICAL PTY LTD | VAL Locking Screw | VAL Locking Screw | 2.0mm or Less | 429400 |  | July 2024 | New listing
06 - Specialist Orthopaedic | 06.03 - SKELETAL RECONSTRUCTION | 06.03.04 - Screws | 06.03.04.04 - Micro (≤ 2.0mm) | CN,DT | QQ029 | 346 | CONMED LINVATEC AUSTRALIA PTY LTD | IBS Screw | Compression Screw | 2mm diameter | 266217 |  | July 2024 | Change to Organisation Billing code transferred from LM282 Sponsor transferred from LMT SURGICAL PTY LTD
06 - Specialist Orthopaedic | 06.03 - SKELETAL RECONSTRUCTION | 06.03.04 - Screws | 06.03.04.04 - Micro (≤ 2.0mm) | CN,DT | QQ130 | 346 | CONMED LINVATEC AUSTRALIA PTY LTD | Orthopaedic Fixation Screw | Fixation Screw | 2.0mm or less diameter | 266217 |  | July 2024 | Change to Organisation Billing code transferred from LM371 Sponsor transferred from LMT SURGICAL PTY LTD
06 - Specialist Orthopaedic | 06.03 - SKELETAL RECONSTRUCTION | 06.03.04 - Screws | 06.03.04.04 - Micro (≤ 2.0mm) | Breakoff | QQ185 | 273 | STRYKER AUSTRALIA PTY LTD | DartFire Edge Screw System | Titanium Snap Off Screws | 2.0MM | 295072 |  | July 2024 | New listing
06 - Specialist Orthopaedic | 06.03 - SKELETAL RECONSTRUCTION | 06.03.04 - Screws | 06.03.04.04 - Micro (≤ 2.0mm) | CN | QQ187 | 180 | STRYKER AUSTRALIA PTY LTD | DartFire Edge Screw System | Titanium Headed Cannulated Screws | 2.0mm | 295072 |  | July 2024 | New listing
06 - Specialist Orthopaedic | 06.03 - SKELETAL RECONSTRUCTION | 06.03.04 - Screws | 06.03.04.04 - Micro (≤ 2.0mm) | CN,DT | QQ188 | 346 | STRYKER AUSTRALIA PTY LTD | DartFire Edge Screw System | Titanium Headless Cannulated Screws | 2.0mm | 295072 |  | July 2024 | New listing
06 - Specialist Orthopaedic | 06.03 - SKELETAL RECONSTRUCTION | 06.03.04 - Screws | 06.03.04.06 - Screw Washers |  | QQ158 | 49 | CAB MEDICAL PTY LTD | Agomed Washers | Agomed Washers | Multiple | 429400 |  | July 2024 | New listing
06 - Specialist Orthopaedic | 06.03 - SKELETAL RECONSTRUCTION | 06.03.04 - Screws | 06.03.04.06 - Screw Washers |  | QQ304 | 49 | LMT SURGICAL PTY LTD | OMNI Plating System | Screw Washer | 4.5mm | 306780 |  | July 2024 | New listing
06 - Specialist Orthopaedic | 06.03 - SKELETAL RECONSTRUCTION | 06.03.04 - Screws | 06.03.04.10 - Screw Accessories - Caps |  | QQ071 | 92 | CONMED LINVATEC AUSTRALIA PTY LTD | Orthopaedic screw cap | Orthopaedic screw cap | All sizes | 266216 |  | July 2024 | Change to Organisation Billing code transferred from LM378 Sponsor transferred from LMT SURGICAL PTY LTD, Change to Group benefit
06 - Specialist Orthopaedic | 06.03 - SKELETAL RECONSTRUCTION | 06.03.05 - Surgical Accessories | 06.03.05.01 - Wires |  | QQ102 | 11 | CONNEXION SURGICAL PTY LTD | NEO Pedicle Screw System - K-wire | Stainless steel | 1.5mm | 289290 |  | July 2024 | Change to Organisation Billing code transferred from SQ141 Sponsor transferred from Surgical Specialties Pty Limited
06 - Specialist Orthopaedic | 06.03 - SKELETAL RECONSTRUCTION | 06.03.05 - Surgical Accessories | 06.03.05.01 - Wires |  | QQ142 | 11 | JOHNSON & JOHNSON MEDICAL PTY LTD | AO/ASIF Wires | Smooth and reduction wires | 1.5 mm | 133927 |  | July 2024 | Expanded from SY249
06 - Specialist Orthopaedic | 06.03 - SKELETAL RECONSTRUCTION | 06.03.05 - Surgical Accessories | 06.03.05.02 - Pins | TH | QQ127 | 21 | ALLEGRA INNOVATIONS PTY LTD | Threaded wires & pins | Threaded wires & pins | 1.0-5.0mm diameters various threaded lengths | 164927 |  | July 2024 | Change to Organisation Billing code transferred from AE069 Sponsor transferred from ALLEGRA ORTHOPAEDICS LIMITED, Change to Group benefit
06 - Specialist Orthopaedic | 06.03 - SKELETAL RECONSTRUCTION | 06.03.05 - Surgical Accessories | 06.03.05.02 - Pins |  | QQ141 | 21 | JOHNSON & JOHNSON MEDICAL PTY LTD | AO/ASIF Pins | Hybrid Pins – Spade Point, trocar point; Kirschner, smooth, compression and reduction wires. | 1.6 - 3.2mm | 203638 370937 |  | July 2024 | Expanded from SY249
06 - Specialist Orthopaedic | 06.03 - SKELETAL RECONSTRUCTION | 06.03.06 - Staples | 06.03.06.01 - Staples | MM | QQ022 | 507 | CONMED LINVATEC AUSTRALIA PTY LTD | Compression Staple | Memory Metal Compression Staple | Multiple Sizes | 338955 |  | July 2024 | Change to Organisation Billing code transferred from LM355 Sponsor transferred from LMT SURGICAL PTY LTD
06 - Specialist Orthopaedic | 06.03 - SKELETAL RECONSTRUCTION | 06.03.06 - Staples | 06.03.06.01 - Staples | COMP | QQ023 | 396 | CONMED LINVATEC AUSTRALIA PTY LTD | Compression Staples | Compression Staples | Multiple sizes | 236772 |  | July 2024 | Change to Organisation Billing code transferred from LM247 Sponsor transferred from LMT SURGICAL PTY LTD
06 - Specialist Orthopaedic | 06.03 - SKELETAL RECONSTRUCTION | 06.03.06 - Staples | 06.03.06.01 - Staples |  | QQ043 | 127 | CONMED LINVATEC AUSTRALIA PTY LTD | OS2®-V Varisation Staple | Varisation Staple | 8 & 10mm, 26 degrees & 90 degrees | 236772 |  | July 2024 | Change to Organisation Billing code transferred from LM248 Sponsor transferred from LMT SURGICAL PTY LTD
06 - Specialist Orthopaedic | 06.03 - SKELETAL RECONSTRUCTION | 06.03.07 - Soft Tissue Fixation Devices | 06.03.07.01 - No suture (including arrows) |  | QQ070 | 234 | CONMED LINVATEC AUSTRALIA PTY LTD | Knotless Suture Anchors | Knotless Suture Anchors | Various sizes | 364759 |  | July 2024 | Change to Organisation Billing code transferred from LM491 Sponsor transferred from LMT SURGICAL PTY LTD
06 - Specialist Orthopaedic | 06.03 - SKELETAL RECONSTRUCTION | 06.03.07 - Soft Tissue Fixation Devices | 06.03.07.02 - Suture, Small anchors (≤2.3mm) |  | QQ305 | 294 | ARTHREX AUSTRALIA PTY LTD | Fiberstitch RC | Fiberstitch All Suture Anchor | 1.5mm, 1.9mm | 328289 |  | July 2024 | New listing
06 - Specialist Orthopaedic | 06.03 - SKELETAL RECONSTRUCTION | 06.03.07 - Soft Tissue Fixation Devices | 06.03.07.02 - Suture, Small anchors (≤2.3mm) |  | QQ067 | 294 | CONMED LINVATEC AUSTRALIA PTY LTD | Fully Threaded Suture Anchor | Fully Threaded Suture Anchor | ≤2.3mm | 364759 |  | July 2024 | Change to Organisation Billing code transferred from LM488 Sponsor transferred from LMT SURGICAL PTY LTD
06 - Specialist Orthopaedic | 06.03 - SKELETAL RECONSTRUCTION | 06.03.07 - Soft Tissue Fixation Devices | 06.03.07.02 - Suture, Small anchors (≤2.3mm) |  | QQ109 | 294 | LMT SURGICAL PTY LTD | Rejoin Healfix Suture Anchor | Suture Anchor System | Less than 2.4mm | 320191 |  | July 2024 | Change to Organisation Billing code transferred from KH065 Sponsor transferred from KH NXGEN (AUST) PTY LIMITED
06 - Specialist Orthopaedic | 06.03 - SKELETAL RECONSTRUCTION | 06.03.07 - Soft Tissue Fixation Devices | 06.03.07.02 - Suture, Small anchors (≤2.3mm) |  | QQ112 | 294 | LMT SURGICAL PTY LTD | Rejoin JoinFix All Suture Anchor | Suture Anchor System | less than 2.4mm | 320191 |  | July 2024 | Change to Organisation Billing code transferred from KH070 Sponsor transferred from KH NXGEN (AUST) PTY LIMITED
06 - Specialist Orthopaedic | 06.03 - SKELETAL RECONSTRUCTION | 06.03.07 - Soft Tissue Fixation Devices | 06.03.07.02 - Suture, Small anchors (≤2.3mm) |  | QQ114 | 294 | LMT SURGICAL PTY LTD | Rejoin Peek Anchor | Suture Anchor System | less than 2.4mm | 320191 |  | July 2024 | Change to Organisation Billing code transferred from KH069 Sponsor transferred from KH NXGEN (AUST) PTY LIMITED
06 - Specialist Orthopaedic | 06.03 - SKELETAL RECONSTRUCTION | 06.03.07 - Soft Tissue Fixation Devices | 06.03.07.03 - Suture, Medium anchors (2.4 – 3.9mm) |  | QQ298 | 442 | ARTHREX AUSTRALIA PTY LTD | Knee FiberTak Anchor Button preloaded with sutures | All suture Anchor preloaded with sutures | 2.6 | 353482 |  | July 2024 | New listing
06 - Specialist Orthopaedic | 06.03 - SKELETAL RECONSTRUCTION | 06.03.07 - Soft Tissue Fixation Devices | 06.03.07.03 - Suture, Medium anchors (2.4 – 3.9mm) |  | QQ299 | 442 | ARTHREX AUSTRALIA PTY LTD | Knee FiberTak Anchor Double Loaded preloaded with sutures | All Suture Anchor preloaded with sutures | 2.6mm | 353482 |  | July 2024 | New listing
06 - Specialist Orthopaedic | 06.03 - SKELETAL RECONSTRUCTION | 06.03.07 - Soft Tissue Fixation Devices | 06.03.07.03 - Suture, Medium anchors (2.4 – 3.9mm) |  | QQ300 | 442 | ARTHREX AUSTRALIA PTY LTD | Knee FiberTak Anchor Internal Brace preloaded with sutures | All Suture Anchor preloaded with sutures | 2.6mm | 353482 |  | July 2024 | New listing
06 - Specialist Orthopaedic | 06.03 - SKELETAL RECONSTRUCTION | 06.03.07 - Soft Tissue Fixation Devices | 06.03.07.03 - Suture, Medium anchors (2.4 – 3.9mm) |  | QQ301 | 442 | ARTHREX AUSTRALIA PTY LTD | Knee FiberTak Anchor, Hybrid preloaded with sutures | All Suture Anchor preloaded with sutures | 2.6mm | 353482 |  | July 2024 | New listing
06 - Specialist Orthopaedic | 06.03 - SKELETAL RECONSTRUCTION | 06.03.07 - Soft Tissue Fixation Devices | 06.03.07.03 - Suture, Medium anchors (2.4 – 3.9mm) |  | QQ068 | 442 | CONMED LINVATEC AUSTRALIA PTY LTD | Fully Threaded Suture Anchor | Fully Threaded Suture Anchor | 2.4-3.9mm | 364759 |  | July 2024 | Change to Organisation Billing code transferred from LM489 Sponsor transferred from LMT SURGICAL PTY LTD
06 - Specialist Orthopaedic | 06.03 - SKELETAL RECONSTRUCTION | 06.03.07 - Soft Tissue Fixation Devices | 06.03.07.03 - Suture, Medium anchors (2.4 – 3.9mm) | AB | QQ267 | 501 | JOHNSON & JOHNSON MEDICAL PTY LTD | GRYPHON BR PROKNOT | Biocryl Rapide anchor with Permacord suture | 3.00 | 257872 |  | July 2024 | New listing
06 - Specialist Orthopaedic | 06.03 - SKELETAL RECONSTRUCTION | 06.03.07 - Soft Tissue Fixation Devices | 06.03.07.03 - Suture, Medium anchors (2.4 – 3.9mm) |  | QQ113 | 442 | LMT SURGICAL PTY LTD | Rejoin JoinFix All-Suture Anchor | Suture Anchor System | 2.4mm - 3.9mm | 320191 |  | July 2024 | Change to Organisation Billing code transferred from KH064 Sponsor transferred from KH NXGEN (AUST) PTY LIMITED
06 - Specialist Orthopaedic | 06.03 - SKELETAL RECONSTRUCTION | 06.03.07 - Soft Tissue Fixation Devices | 06.03.07.03 - Suture, Medium anchors (2.4 – 3.9mm) |  | QQ115 | 442 | LMT SURGICAL PTY LTD | Rejoin Peek Anchor System | Suture Anchor System | 2.4mm - 3.9mm | 320191 |  | July 2024 | Change to Organisation Billing code transferred from KH063 Sponsor transferred from KH NXGEN (AUST) PTY LIMITED
06 - Specialist Orthopaedic | 06.03 - SKELETAL RECONSTRUCTION | 06.03.07 - Soft Tissue Fixation Devices | 06.03.07.03 - Suture, Medium anchors (2.4 – 3.9mm) |  | QQ117 | 442 | LMT SURGICAL PTY LTD | Rejoin Rapidlink | Suture-Anchor Meniscus Repair Device | One Size | 320191 |  | July 2024 | Change to Organisation Billing code transferred from KH066 Sponsor transferred from KH NXGEN (AUST) PTY LIMITED
06 - Specialist Orthopaedic | 06.03 - SKELETAL RECONSTRUCTION | 06.03.07 - Soft Tissue Fixation Devices | 06.03.07.03 - Suture, Medium anchors (2.4 – 3.9mm) |  | QQ266 | 442 | SMITH & NEPHEW PTY LIMITED | Q-FIX ULTRA All Suture Anchor | Soft suture anchor | 2.8mm | 428211 |  | July 2024 | New listing
06 - Specialist Orthopaedic | 06.03 - SKELETAL RECONSTRUCTION | 06.03.07 - Soft Tissue Fixation Devices | 06.03.07.03 - Suture, Medium anchors (2.4 – 3.9mm) |  | QQ285 | 442 | SMITH & NEPHEW PTY LIMITED | FOOTPRINT MINI PEEK Suture Anchor | FOOTPRINT MINI PEEK Knotless Suture Anchor is pre-assembled on to an insertion device, supplied with ULTRATAPE Suture. | 3.5mm | 428211 |  | July 2024 | New listing
06 - Specialist Orthopaedic | 06.03 - SKELETAL RECONSTRUCTION | 06.03.07 - Soft Tissue Fixation Devices | 06.03.07.03 - Suture, Medium anchors (2.4 – 3.9mm) |  | QQ307 | 442 | SMITH & NEPHEW PTY LIMITED | Q-Fix All Suture Anchor | Soft suture anchor, with MINITAPE | 2.8mm | 109451 |  | July 2024 | Expanded from SL064
06 - Specialist Orthopaedic | 06.03 - SKELETAL RECONSTRUCTION | 06.03.07 - Soft Tissue Fixation Devices | 06.03.07.03 - Suture, Medium anchors (2.4 – 3.9mm) |  | QQ308 | 442 | SMITH & NEPHEW PTY LIMITED | Q-Fix All Suture Anchor | Soft suture anchor with Magnumwire | 2.8mm | 271876 |  | July 2024 | Expanded from SL064
06 - Specialist Orthopaedic | 06.03 - SKELETAL RECONSTRUCTION | 06.03.07 - Soft Tissue Fixation Devices | 06.03.07.04 - Suture, Large anchors (≥4mm) |  | QQ069 | 442 | CONMED LINVATEC AUSTRALIA PTY LTD | Fully Threaded Suture Anchor | Fully Threaded Suture Anchor | ≥4mm | 364759 |  | July 2024 | Change to Organisation Billing code transferred from LM490 Sponsor transferred from LMT SURGICAL PTY LTD
06 - Specialist Orthopaedic | 06.03 - SKELETAL RECONSTRUCTION | 06.03.07 - Soft Tissue Fixation Devices | 06.03.07.04 - Suture, Large anchors (≥4mm) | AB | QQ163 | 501 | JOHNSON & JOHNSON MEDICAL PTY LTD | TRUESPAN Meniscal Repair System Absorbable | Preloaded PLGA backstops and ORTHOCORD suture | 0, 12, 24 degree Needle | 425610 |  | July 2024 | New listing
06 - Specialist Orthopaedic | 06.03 - SKELETAL RECONSTRUCTION | 06.03.07 - Soft Tissue Fixation Devices | 06.03.07.04 - Suture, Large anchors (≥4mm) | AB | QQ269 | 501 | JOHNSON & JOHNSON MEDICAL PTY LTD | HEALIX ADVANCE Anchor System | Biocryl Rapide anchor with ORTHOCORD suture | Anchor diameter: 4.5 mm; 5.5 mm; 6.5 mm | 205025 |  | July 2024 | Expanded from JJ949
06 - Specialist Orthopaedic | 06.03 - SKELETAL RECONSTRUCTION | 06.03.07 - Soft Tissue Fixation Devices | 06.03.07.04 - Suture, Large anchors (≥4mm) | AB | QQ270 | 501 | JOHNSON & JOHNSON MEDICAL PTY LTD | HEALIX ADVANCE Anchor System | Biocryl Rapide anchor with ORTHOCORD suture and needle | Anchor diameter: 5.5 mm; 6.5 mm | 205024 |  | July 2024 | Expanded from JJ949
06 - Specialist Orthopaedic | 06.03 - SKELETAL RECONSTRUCTION | 06.03.07 - Soft Tissue Fixation Devices | 06.03.07.04 - Suture, Large anchors (≥4mm) | AB | QQ271 | 501 | JOHNSON & JOHNSON MEDICAL PTY LTD | HEALIX ADVANCE Knotless Anchor System | Biocryl Rapid anchor with ORTHOCORD suture | Anchor diameter: 4.75 mm; 5.5 mm; 6.5 mm | 330848 |  | July 2024 | Expanded from JJ949
06 - Specialist Orthopaedic | 06.03 - SKELETAL RECONSTRUCTION | 06.03.07 - Soft Tissue Fixation Devices | 06.03.07.04 - Suture, Large anchors (≥4mm) |  | QQ274 | 442 | JOHNSON & JOHNSON MEDICAL PTY LTD | Healix Anchor System | PEEK anchor with PERMATAPE suture (Blue or While/Blue) | Anchor diameter: 4.5 mm; 5.5 mm; 6.5 mm | 215753 |  | July 2024 | Expanded from JJ947
06 - Specialist Orthopaedic | 06.03 - SKELETAL RECONSTRUCTION | 06.03.07 - Soft Tissue Fixation Devices | 06.03.07.04 - Suture, Large anchors (≥4mm) |  | QQ275 | 442 | JOHNSON & JOHNSON MEDICAL PTY LTD | Healix Anchor System | PEEK anchor with ORTHOCORD suture | Anchor diameter: 4.5 mm; 5.5 mm; 6.5 mm | 205027 |  | July 2024 | Expanded from JJ947
06 - Specialist Orthopaedic | 06.03 - SKELETAL RECONSTRUCTION | 06.03.07 - Soft Tissue Fixation Devices | 06.03.07.04 - Suture, Large anchors (≥4mm) |  | QQ276 | 442 | JOHNSON & JOHNSON MEDICAL PTY LTD | Healix Anchor System | PEEK anchor with ORTHOCORD suture and needle | Anchor diameter: 5.5 mm; 6.5 mm | 205026 |  | July 2024 | Expanded from JJ947
06 - Specialist Orthopaedic | 06.03 - SKELETAL RECONSTRUCTION | 06.03.07 - Soft Tissue Fixation Devices | 06.03.07.04 - Suture, Large anchors (≥4mm) |  | QQ277 | 442 | JOHNSON & JOHNSON MEDICAL PTY LTD | HEALIX ADVANCE Knotless Anchor System | PEEK anchor with ORTHOCORD suture | Anchor diameter: 4.75 mm; 5.5 mm; 6.5 mm | 330849 |  | July 2024 | Expanded from JJ947
06 - Specialist Orthopaedic | 06.03 - SKELETAL RECONSTRUCTION | 06.03.07 - Soft Tissue Fixation Devices | 06.03.07.04 - Suture, Large anchors (≥4mm) |  | QQ110 | 442 | LMT SURGICAL PTY LTD | Rejoin HealFix Suture Anchor | Suture Anchor System | Greater than 4mm | 320191 |  | July 2024 | Change to Organisation Billing code transferred from KH071 Sponsor transferred from KH NXGEN (AUST) PTY LIMITED
06 - Specialist Orthopaedic | 06.03 - SKELETAL RECONSTRUCTION | 06.03.07 - Soft Tissue Fixation Devices | 06.03.07.04 - Suture, Large anchors (≥4mm) |  | QQ116 | 442 | LMT SURGICAL PTY LTD | Rejoin Peek Suture Anchor | Suture Anchor System | Greater than 4.0mm | 320191 |  | July 2024 | Change to Organisation Billing code transferred from KH072 Sponsor transferred from KH NXGEN (AUST) PTY LIMITED
06 - Specialist Orthopaedic | 06.03 - SKELETAL RECONSTRUCTION | 06.03.07 - Soft Tissue Fixation Devices | 06.03.07.05 - Button/thread/tape or Button/thread/button |  | QQ259 | 374 | CONMED LINVATEC AUSTRALIA PTY LTD | Hercules Syndesmosis Implant Kit | Implant and Instrument Kit containing Two Titanium Alloy buttons tensioned with UHMWPE suture and guidewires and drill bits for stabilisation of the ankle. | 1 Size | 431330 |  | July 2024 | New listing
06 - Specialist Orthopaedic | 06.03 - SKELETAL RECONSTRUCTION | 06.03.07 - Soft Tissue Fixation Devices | 06.03.07.05 - Button/thread/tape or Button/thread/button |  | QQ224 | 374 | JOHNSON & JOHNSON MEDICAL PTY LTD | RIGIDLOOP BTB Adjustable Cortical system | Bone-Tendon-Bone Adjustable Cortical System - button and thread | Button: Standard, XL | 381183 |  | July 2024 | Expanded from JJ951
06 - Specialist Orthopaedic | 06.03 - SKELETAL RECONSTRUCTION | 06.03.07 - Soft Tissue Fixation Devices | 06.03.07.05 - Button/thread/tape or Button/thread/button |  | QQ225 | 374 | JOHNSON & JOHNSON MEDICAL PTY LTD | RIGIDLOOP Cortical fixation system | Cortical Fixation System - Button and thread | Size: 15-60 mm Button: Standard, XL | 215753 |  | July 2024 | Expanded from JJ951
06 - Specialist Orthopaedic | 06.03 - SKELETAL RECONSTRUCTION | 06.03.07 - Soft Tissue Fixation Devices | 06.03.07.05 - Button/thread/tape or Button/thread/button |  | QQ239 | 374 | JOHNSON & JOHNSON MEDICAL PTY LTD | RIGIDLOOP Adjustable Cortical system | Adjustable Cortical Fixation – adjustable button and thread system | Size: Standard, Large, XL | 215753 |  | July 2024 | New listing
06 - Specialist Orthopaedic | 06.03 - SKELETAL RECONSTRUCTION | 06.03.07 - Soft Tissue Fixation Devices | 06.03.07.05 - Button/thread/tape or Button/thread/button |  | QQ240 | 374 | JOHNSON & JOHNSON MEDICAL PTY LTD | RIGIDLOOP T Adjustable Cortical system | Adjustable Cortical Fixation – adjustable button and thread system | Button size: Standard, XL | 381183 |  | July 2024 | New listing
06 - Specialist Orthopaedic | 06.03 - SKELETAL RECONSTRUCTION | 06.03.07 - Soft Tissue Fixation Devices | 06.03.07.05 - Button/thread/tape or Button/thread/button |  | QQ108 | 374 | LMT SURGICAL PTY LTD | Rejoin Button | Suture Button | Multiple | 320191 |  | July 2024 | Change to Organisation Billing code transferred from KH067 Sponsor transferred from KH NXGEN (AUST) PTY LIMITED
06 - Specialist Orthopaedic | 06.03 - SKELETAL RECONSTRUCTION | 06.03.07 - Soft Tissue Fixation Devices | 06.03.07.05 - Button/thread/tape or Button/thread/button |  | QQ052 | 374 | NeoSurgical Pty Ltd | Xiros Secure-Loop with Button | The SECURE-LOOP fixation device consists of a sterile and non-absorbable polyester continuous loop captured on a titanium alloy button. The button sits on the exit to a bone tunnel on the cortex, suspending the continuous loop inside the tunnel to provide secure, strong fixation for ligament reconstruction. The SECURE-LOOP fixation device is supplied with sutures that are used to pull the graft assembly into place andthen flip the button, allowing ligament reconstruction to be performedarthroscopically. The SECURE-LOOP has been designed to be implantable using generic ACL guidewire systems and a standard technique. Thesuture meets applicable specifications established by the United States Pharmacopeia (USP) for nonabsorbable surgical sutures. The fixation device is made of titanium alloy which meets ISO 5832-3. | 10 mm 15 mm 20 mm 25 mm 30 mm 35 mm 40 mm 45 mm 50 mm 55 mm 60 mm | 402457 |  | July 2024 | Change to ARTG, Organisation Billing code transferred from LV154 Sponsor transferred from CONMED LINVATEC AUSTRALIA PTY LTD
06 - Specialist Orthopaedic | 06.03 - SKELETAL RECONSTRUCTION | 06.03.07 - Soft Tissue Fixation Devices | 06.03.07.06 - Button |  | QQ303 | 374 | ARTHREX AUSTRALIA PTY LTD | Tightrope ABS Button Round Concave | Tibial buttons to accommodate various tunnel sizes | 11-17mm | 353493 |  | July 2024 | New listing
06 - Specialist Orthopaedic | 06.03 - SKELETAL RECONSTRUCTION | 06.03.07 - Soft Tissue Fixation Devices | 06.03.07.07 - Interference Screw (± sleeve) |  | QQ111 | 181 | LMT SURGICAL PTY LTD | Rejoin Interference Screw | Interference Screw | 6mm - 12mm | 320191 |  | July 2024 | Change to Organisation Billing code transferred from KH068 Sponsor transferred from KH NXGEN (AUST) PTY LIMITED
06 - Specialist Orthopaedic | 06.03 - SKELETAL RECONSTRUCTION | 06.03.07 - Soft Tissue Fixation Devices | 06.03.07.08 - Screw/Pin/Post |  | QQ063 | 451 | Surgical Specialties Pty Limited | Quick Start Screw | Titanium Interference Screw | Diameter 6 to 12mm Length 20 to 40mm | 339465 |  | July 2024 | Change to Organisation Billing code transferred from WF001 Sponsor transferred from The Trustee for IF & FC Clarke Family Trust
06 - Specialist Orthopaedic | 06.03 - SKELETAL RECONSTRUCTION | 06.03.08 - Soft Tissue Substitute | 06.03.08.02 - Non-biological |  | QQ310 | 4217 | NeoSurgical Pty Ltd | Pitch-Patch | Rotator Cuff Reinforcement Patch | 30mm x 20mm and 35mm x 25mm | 384984 |  | July 2024 | New listing
06 - Specialist Orthopaedic | 06.03 - SKELETAL RECONSTRUCTION | 06.03.15 - Bone Graft Substitute | 06.03.15.01 - Ceramic, 0-5cc | AUG | QQ093 | 1026 | CONNEXION SURGICAL PTY LTD | MagnetOS Granules | Granule size 0.15-4mm | 0.5cc, 1cc, 2cc, 5cc | 343493 |  | July 2024 | Change to Organisation Billing code transferred from SQ188 Sponsor transferred from Surgical Specialties Pty Limited
06 - Specialist Orthopaedic | 06.03 - SKELETAL RECONSTRUCTION | 06.03.15 - Bone Graft Substitute | 06.03.15.01 - Ceramic, 0-5cc | AUG | QQ096 | 1026 | CONNEXION SURGICAL PTY LTD | MagnetOS Putty | Granule size 0.25-2mm | 0.5cc, 1cc, 2cc, 2.5cc, 5cc | 345090 |  | July 2024 | Change to Organisation Billing code transferred from SQ185 Sponsor transferred from Surgical Specialties Pty Limited
06 - Specialist Orthopaedic | 06.03 - SKELETAL RECONSTRUCTION | 06.03.15 - Bone Graft Substitute | 06.03.15.01 - Ceramic, 0-5cc | AUG | QQ178 | 1026 | EVOLUTION SURGICAL PTY LTD | GlassBONE Granules | Bioglass granules for bone grafting | 0.5-5cc | 433832 |  | July 2024 | New listing
06 - Specialist Orthopaedic | 06.03 - SKELETAL RECONSTRUCTION | 06.03.15 - Bone Graft Substitute | 06.03.15.02 - Ceramic, >5cc - 10cc | AUG | QQ094 | 2185 | CONNEXION SURGICAL PTY LTD | MagnetOS Granules | Granule size 0.15-4mm | 10cc | 343493 |  | July 2024 | Change to Organisation Billing code transferred from SQ183 Sponsor transferred from Surgical Specialties Pty Limited
06 - Specialist Orthopaedic | 06.03 - SKELETAL RECONSTRUCTION | 06.03.15 - Bone Graft Substitute | 06.03.15.02 - Ceramic, >5cc - 10cc | AUG | QQ097 | 2185 | CONNEXION SURGICAL PTY LTD | MagnetOS Putty | Granule size 0.25-2mm | 10cc | 345090 |  | July 2024 | Change to Organisation Billing code transferred from SQ186 Sponsor transferred from Surgical Specialties Pty Limited
06 - Specialist Orthopaedic | 06.03 - SKELETAL RECONSTRUCTION | 06.03.15 - Bone Graft Substitute | 06.03.15.02 - Ceramic, >5cc - 10cc | AUG | QQ177 | 2185 | EVOLUTION SURGICAL PTY LTD | GlassBONE Granules | Bioglass granules for bone graft | 6cc-10cc | 433832 |  | July 2024 | New listing
06 - Specialist Orthopaedic | 06.03 - SKELETAL RECONSTRUCTION | 06.03.15 - Bone Graft Substitute | 06.03.15.03 - Ceramic, >10cc - 20cc | AUG | QQ095 | 4370 | CONNEXION SURGICAL PTY LTD | MagnetOS Granules | Granule size 0.25-4mm | 15cc, 20cc | 343493 |  | July 2024 | Change to Organisation Billing code transferred from SQ184 Sponsor transferred from Surgical Specialties Pty Limited
06 - Specialist Orthopaedic | 06.03 - SKELETAL RECONSTRUCTION | 06.03.15 - Bone Graft Substitute | 06.03.15.03 - Ceramic, >10cc - 20cc | AUG | QQ098 | 4370 | CONNEXION SURGICAL PTY LTD | MagnetOS Putty | Granule size 1-2mm | 20cc | 345090 |  | July 2024 | Change to Organisation Billing code transferred from SQ187 Sponsor transferred from Surgical Specialties Pty Limited
06 - Specialist Orthopaedic | 06.03 - SKELETAL RECONSTRUCTION | 06.03.15 - Bone Graft Substitute | 06.03.15.03 - Ceramic, >10cc - 20cc | AUG | QQ176 | 4370 | EVOLUTION SURGICAL PTY LTD | GlassBONE Granules | Bioglass granules for bone grafting | 10cc-20cc | 433832 |  | July 2024 | New listing
07 - Plastic and Reconstructive | 07.01 - CRANIOMAXILLOFACIAL RECONSTRUCTION & FIXATION | 07.01.05 - Fracture or Reconstruction Plates | 07.01.05.05 - 0.5-0.99mm thick, <4 holes |  | QQ007 | 76 | ANATOMICSRX PTY LTD | Anatomics Fixation Straight Plates | Titanium fixation straight plates | 2 Holes Thickness - 0.6mm Length - 15mm | 288564 |  | July 2024 | Change to Organisation Billing code transferred from AT078 Sponsor transferred from Anatomics Pty Ltd, Change to Group benefit
07 - Plastic and Reconstructive | 07.01 - CRANIOMAXILLOFACIAL RECONSTRUCTION & FIXATION | 07.01.05 - Fracture or Reconstruction Plates | 07.01.05.06 - 0.5-0.99mm thick, 4-7 holes | Burr | QQ003 | 166 | ANATOMICSRX PTY LTD | Anatomics Burr Hole Plates | Titanium burr hole plate | Thickness - 0.6mm Diameter - 18-22mm | 288564 |  | July 2024 | Change to Organisation Billing code transferred from AT080 Sponsor transferred from Anatomics Pty Ltd
07 - Plastic and Reconstructive | 07.01 - CRANIOMAXILLOFACIAL RECONSTRUCTION & FIXATION | 07.01.05 - Fracture or Reconstruction Plates | 07.01.05.06 - 0.5-0.99mm thick, 4-7 holes |  | QQ006 | 166 | ANATOMICSRX PTY LTD | Anatomics Fixation Double-Y Plates | Titanium craniofacial fixation plates | 6 Holes Thickness - 0.6mm Length - 17mm | 288564 |  | July 2024 | Change to Organisation Billing code transferred from AT079 Sponsor transferred from Anatomics Pty Ltd
07 - Plastic and Reconstructive | 07.01 - CRANIOMAXILLOFACIAL RECONSTRUCTION & FIXATION | 07.01.06 - Screws | 07.01.06.02 - Diameter 1.25-3.24mm |  | QQ002 | 42 | ANATOMICSRX PTY LTD | Anatomics Bone Screws | Titanium bone screws for patient specific implants | Diameter - 1.6-2.0 mm Length - 5mm | 288564 |  | July 2024 | Change to Organisation Billing code transferred from AT077 Sponsor transferred from Anatomics Pty Ltd
07 - Plastic and Reconstructive | 07.02 - CRANIOMAXILLOFACIAL IMPLANTS | 07.02.02 - Cranium | 07.02.02.01 - Complex | Biomodelled | QQ004 | 9682 | ANATOMICSRX PTY LTD | Anatomics Cranial Patient Specific Implant - One Piece | Cranial patient specific implant constructed of Titanium, Acrylic or Porous Polyethylene | Custom | 288564 |  | July 2024 | Change to Organisation Billing code transferred from AT074 Sponsor transferred from Anatomics Pty Ltd
07 - Plastic and Reconstructive | 07.02 - CRANIOMAXILLOFACIAL IMPLANTS | 07.02.02 - Cranium | 07.02.02.01 - Complex | Biomodelled Two Piece | QQ005 | 10169 | ANATOMICSRX PTY LTD | Anatomics Cranial Patient Specific Implant - Two Piece | Patient Specific Cranial Implant constructed of Titanium, Acrylic or Porous Polyethylene | Custom | 288564 |  | July 2024 | Change to Organisation Billing code transferred from AT075 Sponsor transferred from Anatomics Pty Ltd
07 - Plastic and Reconstructive | 07.02 - CRANIOMAXILLOFACIAL IMPLANTS | 07.02.02 - Cranium | 07.02.02.01 - Complex | Biomodelled | QQ140 | 9682 | STRYKER AUSTRALIA PTY LTD | Stryker MEDPOR Patient Specific Implant | Biomodelled Patient Specific Craniofacial Implant | Custom - Patient Specific | 434590 |  | July 2024 | New listing
07 - Plastic and Reconstructive | 07.02 - CRANIOMAXILLOFACIAL IMPLANTS | 07.02.02 - Cranium | 07.02.02.04 - Surgical Guide | Biomodelled | QQ014 | 1315 | ANATOMICSRX PTY LTD | Anatomics Surgical Guide | Biomodelled surgical guides to support surgical decision making both pre and intra-operatively | The device is custom made so the size will vary | 288564 | Prescribed List reimbursement is restricted to the use of the device in craniomaxillofacial surgery procedures involving insertion of an implantable medical device, where that implantable device is listed in either sub-category 07.01 - Craniomaxillofacial Reconstruction & Fixation, or 07.02 – Craniomaxillofacial Implants, or 07.04 – Distractor Systems of Schedule 1, or sub-category 07.03 - Dental Implants, but only if the implantable medical device is explicitly identified in the product name or description of the billing code for the surgical guide or biomodel and is used in hospital. Not limiting the above, for a claim for any implantation procedure (defined by the respective MBS items stated in the claim) for a patient, the Prescribed List reimbursement is limited to 3 or less PL benefits for any billing codes for surgical guides or biomodels, or no more than 6 benefits if both surgical guides and biomodels (maximum 3 for each) have been used in an implantation procedure for a patient. This restriction is not impacted by a number of devices implanted during a procedure. The condition is taking effect on 1 February 2024. | July 2024 | Change to Organisation Billing code transferred from AT081 Sponsor transferred from Anatomics Pty Ltd, Change to Group benefit
07 - Plastic and Reconstructive | 07.02 - CRANIOMAXILLOFACIAL IMPLANTS | 07.02.04 - Malar | 07.02.04.02 - Polymer | Biomodelled | QQ009 | 4095 | ANATOMICSRX PTY LTD | Anatomics Patient Specific Malar Implant | A customised patient specific implant constucted of porous polyethelene | The device is customised so sizes will vary | 288564 |  | July 2024 | Change to Organisation Billing code transferred from AT083 Sponsor transferred from Anatomics Pty Ltd
07 - Plastic and Reconstructive | 07.02 - CRANIOMAXILLOFACIAL IMPLANTS | 07.02.05 - Mandible, Maxilla and Temperomandibular Joint (TMJ) | 07.02.05.01 - Mandible, Full | Biomodelled | QQ196 | 5119 | STRYKER AUSTRALIA PTY LTD | Stryker Patient-Matched TMJ – Full, Mandibular Component | The mandibular component consists of a cobalt-chromium-molybdenum alloy condylar head and a titanium alloy mandibular body. | Patient Specific | 427023 |  | July 2024 | New listing
07 - Plastic and Reconstructive | 07.02 - CRANIOMAXILLOFACIAL IMPLANTS | 07.02.05 - Mandible, Maxilla and Temperomandibular Joint (TMJ) | 07.02.05.02 - Fossa Replacement |  | QQ195 | 4114 | STRYKER AUSTRALIA PTY LTD | Stryker Patient-Matched TMJ - Fossa Component | The fossa component consists of an ultra-high-molecular-weight polyethylene (UHMWPE) fossa bearing and an unalloyed titanium mesh backing. | Patient Specific | 427023 |  | July 2024 | New listing
07 - Plastic and Reconstructive | 07.02 - CRANIOMAXILLOFACIAL IMPLANTS | 07.02.05 - Mandible, Maxilla and Temperomandibular Joint (TMJ) | 07.02.05.05 - Plate |  | QQ197 | 4738 | STRYKER AUSTRALIA PTY LTD | Stryker Patient-Matched TMJ – Plate, Mandibular Component | The mandibular component consists of a cobalt-chromium-molybdenum alloy condylar head and a titanium alloy mandibular body. | Patient Specific | 427023 |  | July 2024 | New listing
07 - Plastic and Reconstructive | 07.02 - CRANIOMAXILLOFACIAL IMPLANTS | 07.02.05 - Mandible, Maxilla and Temperomandibular Joint (TMJ) | 07.02.05.07 - Surgical Guide | Biomodelled | QQ008 | 1450 | ANATOMICSRX PTY LTD | Anatomics Patient Specifc Surgical Guide | Patient specific surgical guide created from patient CT scan data, used to assist surgeons to implant the device by assisting in clinical decision making both pre- and intraoperatively | The device is custom made so the size will vary. | 288564 | Prescribed List reimbursement is restricted to the use of the device in craniomaxillofacial surgery procedures involving insertion of an implantable medical device, where that implantable device is listed in either sub-category 07.01 - Craniomaxillofacial Reconstruction & Fixation, or 07.02 – Craniomaxillofacial Implants, or 07.04 – Distractor Systems of Schedule 1, or sub-category 07.03 - Dental Implants, but only if the implantable medical device is explicitly identified in the product name or description of the billing code for the surgical guide or biomodel and is used in hospital. Not limiting the above, for a claim for any implantation procedure (defined by the respective MBS items stated in the claim) for a patient, the Prescribed List reimbursement is limited to 3 or less PL benefits for any billing codes for surgical guides or biomodels, or no more than 6 benefits if both surgical guides and biomodels (maximum 3 for each) have been used in an implantation procedure for a patient. This restriction is not impacted by a number of devices implanted during a procedure. The condition is taking effect on 1 February 2024. | July 2024 | Change to Organisation Billing code transferred from AT085 Sponsor transferred from Anatomics Pty Ltd, Change to Group benefit
07 - Plastic and Reconstructive | 07.02 - CRANIOMAXILLOFACIAL IMPLANTS | 07.02.05 - Mandible, Maxilla and Temperomandibular Joint (TMJ) | 07.02.05.07 - Surgical Guide | Biomodelled | QQ312 | 1450 | DENTAL DEVICES PTY LTD | AI Guide | Custom made patient specific guide for use with the ARDS Dental System (JN001) | size will vary as patent specific | 443915 | Prescribed List reimbursement is restricted to the use of the device in craniomaxillofacial surgery procedures involving insertion of an implantable medical device, where that implantable device is listed in either sub-category 07.01 - Craniomaxillofacial Reconstruction & Fixation, or 07.02 – Craniomaxillofacial Implants, or 07.04 – Distractor Systems of Schedule 1, or sub-category 07.03 - Dental Implants, but only if the implantable medical device is explicitly identified in the product name or description of the billing code for the surgical guide or biomodel and is used in hospital. Not limiting the above, for a claim for any implantation procedure (defined by the respective MBS items stated in the claim) for a patient, the Prescribed List reimbursement is limited to 3 or less PL benefits for any billing codes for surgical guides or biomodels, or no more than 6 benefits if both surgical guides and biomodels (maximum 3 for each) have been used in an implantation procedure for a patient. This restriction is not impacted by a number of devices implanted during a procedure. The condition is taking effect on 1 February 2024. | July 2024 | New listing
07 - Plastic and Reconstructive | 07.02 - CRANIOMAXILLOFACIAL IMPLANTS | 07.02.05 - Mandible, Maxilla and Temperomandibular Joint (TMJ) | 07.02.05.09 - Hemi-mandible | Biomodelled | QQ010 | 3493 | ANATOMICSRX PTY LTD | Anatomics Patient Specific Mandible | Custom mandible implant constructed of porous polyethylene | The device is custom made so the size will vary. | 288564 |  | July 2024 | Change to Organisation Billing code transferred from AT084 Sponsor transferred from Anatomics Pty Ltd, Change to Group benefit
07 - Plastic and Reconstructive | 07.02 - CRANIOMAXILLOFACIAL IMPLANTS | 07.02.07 - Orbit | 07.02.07.02 - Orbital Floor | Biomodelled | QQ011 | 4095 | ANATOMICSRX PTY LTD | Anatomics Patient Specific Orbital Floor Implant | A custom, patient specific implant intended for the reconstruction of the patient's orbital floor manufactured with titanium or porous polyethylene. | The device is custom made so the size will vary. | 288564 |  | July 2024 | Change to Organisation Billing code transferred from AT087 Sponsor transferred from Anatomics Pty Ltd
07 - Plastic and Reconstructive | 07.02 - CRANIOMAXILLOFACIAL IMPLANTS | 07.02.07 - Orbit | 07.02.07.03 - Rim | Biomodelled | QQ012 | 4095 | ANATOMICSRX PTY LTD | Anatomics Patient Specific Orbital Rim | Custom, 3D-printed orbital rim constructed of porous polyethylene. | The device is custom made so the size will vary. | 288564 |  | July 2024 | Change to Organisation Billing code transferred from AT082 Sponsor transferred from Anatomics Pty Ltd
07 - Plastic and Reconstructive | 07.02 - CRANIOMAXILLOFACIAL IMPLANTS | 07.02.07 - Orbit | 07.02.07.05 - Surgical Guide | Biomodelled | QQ013 | 2584 | ANATOMICSRX PTY LTD | Anatomics Patient Specific Surgical Guide | The Surgical Guide component of the system is created from the patient's CT scan data to assist the surgeon with pre- and intraoperative planning. | The device is custom made so the size will vary. | 288564 | Prescribed List reimbursement is restricted to the use of the device in craniomaxillofacial surgery procedures involving insertion of an implantable medical device, where that implantable device is listed in either sub-category 07.01 - Craniomaxillofacial Reconstruction & Fixation, or 07.02 – Craniomaxillofacial Implants, or 07.04 – Distractor Systems of Schedule 1, or sub-category 07.03 - Dental Implants, but only if the implantable medical device is explicitly identified in the product name or description of the billing code for the surgical guide or biomodel and is used in hospital. Not limiting the above, for a claim for any implantation procedure (defined by the respective MBS items stated in the claim) for a patient, the Prescribed List reimbursement is limited to 3 or less PL benefits for any billing codes for surgical guides or biomodels, or no more than 6 benefits if both surgical guides and biomodels (maximum 3 for each) have been used in an implantation procedure for a patient. This restriction is not impacted by a number of devices implanted during a procedure. The condition is taking effect on 1 February 2024. | July 2024 | Change to Organisation Billing code transferred from AT088 Sponsor transferred from Anatomics Pty Ltd
07 - Plastic and Reconstructive | 07.02 - CRANIOMAXILLOFACIAL IMPLANTS | 07.02.09 - Anatomical Biomodel |  |  | QQ001 | 1762 | ANATOMICSRX PTY LTD | Anatomics Biomodel | A patient-specific, 3D printed biomodel intended to assist the surgeon during pre- and intraoperative procedural planning. | The device is custom made so the size will vary. | 288564 | Prescribed List reimbursement is restricted to the use of the device in craniomaxillofacial surgery procedures involving insertion of an implantable medical device, where that implantable device is listed in either sub-category 07.01 - Craniomaxillofacial Reconstruction & Fixation, or 07.02 – Craniomaxillofacial Implants, or 07.04 – Distractor Systems of Schedule 1, or sub-category 07.03 - Dental Implants, but only if the implantable medical device is explicitly identified in the product name or description of the billing code for the surgical guide or biomodel and is used in hospital. Not limiting the above, for a claim for any implantation procedure (defined by the respective MBS items stated in the claim) for a patient, the Prescribed List reimbursement is limited to 3 or less PL benefits for any billing codes for surgical guides or biomodels, or no more than 6 benefits if both surgical guides and biomodels (maximum 3 for each) have been used in an implantation procedure for a patient. This restriction is not impacted by a number of devices implanted during a procedure. The condition is taking effect on 1 February 2024. | July 2024 | Change to Organisation Billing code transferred from AT076 Sponsor transferred from Anatomics Pty Ltd, Change to Group benefit
07 - Plastic and Reconstructive | 07.02 - CRANIOMAXILLOFACIAL IMPLANTS | 07.02.09 - Anatomical Biomodel |  |  | QQ311 | 1762 | STRYKER AUSTRALIA PTY LTD | Stryker Patient-Matched TMJ – Anatomic Biomodel | The anatomical bone model (biomodel) is produced from a computer tomography (CT) scan of the patient’s mandible and maxilla and intended to be used by the surgeon as an anatomical reference in planning and performing the implantation of the prosthesis. | Patient Specific | 427023 | Prescribed List reimbursement is restricted to the use of the device in craniomaxillofacial surgery procedures involving insertion of an implantable medical device, where that implantable device is listed in either sub-category 07.01 - Craniomaxillofacial Reconstruction & Fixation, or 07.02 – Craniomaxillofacial Implants, or 07.04 – Distractor Systems of Schedule 1, or sub-category 07.03 - Dental Implants, but only if the implantable medical device is explicitly identified in the product name or description of the billing code for the surgical guide or biomodel and is used in hospital. Not limiting the above, for a claim for any implantation procedure (defined by the respective MBS items stated in the claim) for a patient, the Prescribed List reimbursement is limited to 3 or less PL benefits for any billing codes for surgical guides or biomodels, or no more than 6 benefits if both surgical guides and biomodels (maximum 3 for each) have been used in an implantation procedure for a patient. This restriction is not impacted by a number of devices implanted during a procedure. The condition is taking effect on 1 February 2024. | July 2024 | New listing
07 - Plastic and Reconstructive | 07.03 - DENTAL IMPLANTS | 07.03.04 - Subperiosteal |  |  | QQ132 | 3254 | MAXONIQ PTY LTD | OsseoFrame | The MAXONIQ OsseoFrame is a subperiosteal, titanium (Ti64), patient-specific surgical implant individually designed from a 3D Computed Tomography (CT) or Cone Beam CT (CBCT) scan provided to MAXONIQ by the referring surgeon. The OsseoFrame is fixated to alveolar bone of the maxilla or mandible to fit the natural contours. An OsseoFrame is comprised of a baseplate with holes for screw fixation and transmucosal connectors for dental prosthesis attachment. The OsseoFrame is intended to be used on the alveolar bone of the mandible or maxilla to provide a stable and permanent platform for fixation of the dental prosthesis. The OsseoFrame is indicated to restore oral function and facial aesthetics in edentulous patients missing 3 or more adjacent teeth with atrophic jaws, low sinus floors or who have undergone partial jaw resection. The OsseoFrame may also be beneficial for patients who cannot tolerate removable dentures and desire a fixed solution; who cannot tolerate complex bone graft surgery to support dental implants; or if they want replacement teeth immediately after surgery. The dental prosthesis is supplied separately and is to be fitted by surgeon, a restorative dentist or a prosthodontist. The OsseoFrame may be supplied with a biomodel and a surgical guide, both these items have separate Prosthesis Listings. | The OsseoFrame may be supplied as either a 2 post, 3 post or 4 post variant of the prosthesis. Effectively, these size variants are designed for partial overdentures (2 and 3 post variants) or a 4 post variant for full arch restoration. The 4 post, full arch variant is designed to treat a fully edentulous patient, whilst the 2 and 3 post variants are designed to treat patients missing 3 or more teeth. The clinician and prosthodontist will determine the appropriate number of posts for an individual patient. | 286266 |  | July 2024 | New listing
08 - Cardiac | 08.01 - Single Chamber ICDs | 08.01.02 - Features of 8.1.1 plus auto test sensing parameters, auto capture threshold test, lead impedance test, wireless remote analysis |  | a,d,e Remote Monitoring Service | QQ199 | 25817 | ABBOTT MEDICAL AUSTRALIA PTY LTD. | NEUTRINO NxT VR ICD Model CDVRA600Q | Single Chamber Cardioverter Defibrillator | 30cc, 69g | 394064 | The benefit includes a component for remote monitoring services provided via a remote monitoring system or a smart device application. A separate benefit cannot be claimed in respect of a remote monitoring system listed on Part C of the Schedule. | July 2024 | New listing
08 - Cardiac | 08.01 - Single Chamber ICDs | 08.01.05 - Extravascular |  |  | QQ144 | 28398 | MEDTRONIC AUSTRALASIA PTY LTD | Aurora EV-ICD MRI SureScan System | The Aurora EV-ICD System comprises the Aurora EV-ICD MRI SureScan Model DVEA3E4 single chamber, implantable cardioverter defibrillator (and torque wrench) and the Epsila EV MRI SureScan Model EV2401 extravascular lead . | Generator: 33cm3 77g , Leads: lengths 52 cm and 63 cm | 450443 450444 |  | July 2024 | New listing
08 - Cardiac | 08.02 - Dual Chamber ICDs | 08.02.02 - Features of 8.2.1 plus auto test sensing parameters, auto capture threshold test, lead impedance test, wireless remote analysis |  | a,d,e Remote Monitoring Service | QQ200 | 28069 | ABBOTT MEDICAL AUSTRALIA PTY LTD. | Neutrino NxT DR ICD Model CDDRA600Q | Dual Chamber Cardioverter Defibrillator | 31cc, 71g | 394112 | The benefit includes a component for remote monitoring services provided via a remote monitoring system or a smart device application. A separate benefit cannot be claimed in respect of a remote monitoring system listed on Part C of the Schedule. | July 2024 | New listing
08 - Cardiac | 08.03 - ICDs with CRT | 08.03.02 - Features of 8.3.1 plus auto test sensing parameters, auto capture threshold test, lead impedance test, wireless remote analysis |  | a,d,e Remote Monitoring Service | QQ164 | 31796 | ABBOTT MEDICAL AUSTRALIA PTY LTD. | Neutrino NxT HF CRT-D Model CDHFA600Q | Cardiac Resynchronisation Therapy Defibrillator | 34cc, 81g | 394114 | The benefit includes a component for remote monitoring services provided via a remote monitoring system or a smart device application. A separate benefit cannot be claimed in respect of a remote monitoring system listed on Part C of the Schedule. | July 2024 | New listing
08 - Cardiac | 08.04 - Single Chamber Pacemakers | 08.04.03 - SSIR with small/compact size, multi-programmability & longevity, & four or more advanced features |  |  | QQ134 | 3662 | BIOTRONIK AUSTRALIA PTY LIMITED | Amvia Sky SR-T | Single Chamber Pacemaker, ventricular capture control, physiological rate adaption, Quick/Early Check, automatic event (IEGM) & trend triggered transmission. Wandless telemetry, Home Monitoring, MRI Guard 24/7, Closed Loop Stimulation, IS-1 connector | 48 x 40 x 6.5 mm, 10 cm3 , 20.8 grams | 443694 |  | July 2024 | New listing
08 - Cardiac | 08.04 - Single Chamber Pacemakers | 08.04.03 - SSIR with small/compact size, multi-programmability & longevity, & four or more advanced features |  |  | QQ139 | 3662 | BIOTRONIK AUSTRALIA PTY LIMITED | Solvia Rise SR-T | Single Chamber Pacemaker, ventricular capture control, physiological rate adaption, automatic event (IEGM) & trend triggered transmission. Wandless telemetry, Home Monitoring, MRI Guard 24/7, Closed Loop Stimulation, IS-1 connector | 48 x 40 x 6.5 mm, 10cm3 20.8g | 443692 |  | July 2024 | New listing
08 - Cardiac | 08.05 - Dual Chamber Pacemakers | 08.05.04 - DDDR with continuous threshold monitoring in atrium + ventricle with ability to adapt pacing outputs accordingly, & with four or more advanced features |  |  | QQ135 | 5980 | BIOTRONIK AUSTRALIA PTY LIMITED | Solvia Rise DR-T | Dual Chamber Pacemaker, ventricular capture control, physiological rate adaption, EarlyCheck, automatic event (IEGM) & trend triggered transmission. Wandless telemetry, Home Monitoring, MRI Guard 24/7, Closed Loop Stimulation, IS-1 connector | 48 x 44 x 6.5 mm, 11cm3 23.2g | 443693 |  | July 2024 | New listing
08 - Cardiac | 08.05 - Dual Chamber Pacemakers | 08.05.04 - DDDR with continuous threshold monitoring in atrium + ventricle with ability to adapt pacing outputs accordingly, & with four or more advanced features |  |  | QQ151 | 5980 | BIOTRONIK AUSTRALIA PTY LIMITED | Amvia Sky DR-T | Dual Chamber Pacemaker, ventricular capture control, physiological rate adaption, atrial anti-tachycardia pacing, Quick/Early Check, automatic event (IEGM) & trend triggered transmission. Wandless telemetry, Home Monitoring, MRI Guard 24/7, Closed Loop Stimulation, IS-1 connector | 48 x 44 x 6.5 mm, 11 cm3, 23.2 grams | 443695 |  | July 2024 | New listing
08 - Cardiac | 08.06 - CRT Pacemakers | 08.06.02 - Features of 8.6.1 plus continuous threshold monitoring in atrium & ventricle with ability to adapt pacing outputs accordingly |  |  | QQ133 | 9004 | BIOTRONIK AUSTRALIA PTY LIMITED | Amvia Sky HF-T | Triple Chamber CRT Pacemaker, capture management all chambers, physiological rate adaption, atrial overdrive pacing, Quick/Early Check, event triggered IEMG transmission, Wandless telemetry, Home Monitoring, MRI Guard 24/7, MRI AutoDetect, MRI conditional, IS-1 connector | 53 x 52 x 6.5 mm, 14 cm3, 26.9 grams | 443690 |  | July 2024 | New listing
08 - Cardiac | 08.06 - CRT Pacemakers | 08.06.02 - Features of 8.6.1 plus continuous threshold monitoring in atrium & ventricle with ability to adapt pacing outputs accordingly |  |  | QQ143 | 9004 | BIOTRONIK AUSTRALIA PTY LIMITED | Amvia Sky HF-T QP | Triple Chamber CRT Pacemaker, capture management all chambers, physiological rate adaption, quadripolar LV pacing, atrial overdrive pacing, Quick/Early Checks, event triggered IEMG transmission, Wandless telemetry, Home Monitoring, MRI Guard 24/7, MRI AutoDetect, MRI conditional, IS-1 IS4 connectors | 53 x 53 x 6.5 mm, 15cm3, 31.2 grams | 443691 |  | July 2024 | New listing
08 - Cardiac | 08.12 - Coronary Stents | 08.12.01 - Drug Eluting | 08.12.01.01 - General Purpose |  | QQ179 | 1095 | BOSTON SCIENTIFIC PTY LTD | SYNERGY SHIELD | Everolimus-Eluting Platinum Chromium Coronary Stent System with Bioabsorbable Polymer | 8mm to 48mm in length, diameter of 2.25 mm - 5.0 mm | 424111 |  | July 2024 | New listing
08 - Cardiac | 08.17 - Catheter Delivery | 08.17.01 - Transcatheter Aortic Valve Implantation |  |  | QQ159 | 22932 | MEDTRONIC AUSTRALASIA PTY LTD | Medtronic Evolut FX transcatheter aortic valve | Transcatheter aortic valve, self-expanding, re-sheath and/or complete recapture after partial deployment and redeployment including a loading system (L-EVOLUTFX-2329, L-EVOLUTFX-34) and a delivery catheter system (D-EVOLUTFX-2329, D-EVOLUTFX-34) | 23mm-34mm | 430190 |  | July 2024 | New listing
09 - Cardiothoracic | 09.02 - Tissue Valves | 09.02.04 - Rapid deployment aortic valve with dedicated single use tools |  | b (bovine) | QQ290 | 8978 | CORCYM AUSTRALIA PTY LTD | Perceval PLUS sutureless aortic heart valve - Aortic heart valve bioprosthesis | PERCEVAL PLUS prosthesis is intended to replace a damaged native aortic heart valve or a malfunctioning aortic prosthesis via open heart surgery. It is indicated for use in adult patients: - suffering from aortic valve stenosis or steno-insufficiency; - with a previously implanted aortic valve prosthesis that is no longer functioning adequately and requires replacement | S (19-21), M (21-23), L (23-25), XL (25-27) | 427401 |  | July 2024 | New listing
10 - Vascular | 10.09 - Long Term Vascular Access Devices | 10.09.03 - Percutaneous Catheters, Multiple Lumen for Haemodialysis |  | A (Anti-infective Agent Coating) | QQ123 | 128 | VANTIVE PTY LTD | GamCath Dolphin Protect HighFlow Haemodialysis Catheter Kit | GamCath HighFlow Dolphin Protect Catheters are single-use, sterile Polyurethane vascular access Catheters with Dolphin Protect (CareBioBac) Coating for adult patients used by health professionals. GamCath Dolphin Protect catheters are intended for the short-term (up to 30 days) modification of subclavian, jugular or femoral veins to obtain vascular access and for the short-term (up to 30 days) treatment by extracorporeal blood purification methods such as apheresis, autotransfusion, hemodialysis, hemofiltration, hemodiafiltration, plasmapheresis or extracorporeal carbon dioxide removal in combination with extracorporeal blood purification devices and their accessories. | 11.5F to 13F guage. Available in 150mm to 250mm Straight and curved configurations. | 401852 |  | July 2024 | Change to Organisation Billing code transferred from BX352 Sponsor transferred from BAXTER HEALTHCARE PTY LTD
10 - Vascular | 10.09 - Long Term Vascular Access Devices | 10.09.03 - Percutaneous Catheters, Multiple Lumen for Haemodialysis |  |  | QQ124 | 103 | VANTIVE PTY LTD | GamCath High Flow Catheter Kit | GamCath High Flow Catheter is a polyurethane, kidney elliptical multi lumen, staggered tipped catheter kit, which ensures flows up to 430ml/min | 11.5fr and 13fr guage. Available in 150mm, 175mm, 200mm and 250mm length and straight and curved configuration. | 120507 |  | July 2024 | Change to Organisation Billing code transferred from BX338 Sponsor transferred from BAXTER HEALTHCARE PTY LTD
11 - Hip | 11.01 - FEMORAL COMPONENTS - PRIMARY AND REVISION | 11.01.01 - Cemented | 11.01.01.03 - Polished |  | QQ242 | 1762 | MEDACTA AUSTRALIA PTY. LTD. | X-acta Short Femoral Stem | Stainless Steel Femoral Stems | Sizes 0 - 4 / Offsets 37.5 - 44 - 50 mm | 229510 |  | July 2024 | New listing
11 - Hip | 11.02 - FEMORAL HEADS | 11.02.01 - Conventional Femoral Heads, ≤32mm | 11.02.01.01 - Stainless Steel |  | QQ184 | 671 | Corin (Australia) Pty Limited | Bioball | Bioball Vivium Femoral Head | 28mm and 32mm | 266538 |  | July 2024 | New listing
11 - Hip | 11.02 - FEMORAL HEADS | 11.02.02 - Conventional Femoral Heads, >32mm | 11.02.02.02 - Cobalt Chrome |  | QQ155 | 632 | JOHNSON & JOHNSON MEDICAL PTY LTD | Modular Cathcart Fracture Head Hip Ball and Articul/eze M-Spec Metal Femoral Head | Metal Femoral Head - Articul/eze, M-Spec, Unipolar | 36mm to 60mm | 235556 261972 |  | July 2024 | Expanded from DY402
11 - Hip | 11.02 - FEMORAL HEADS | 11.02.02 - Conventional Femoral Heads, >32mm | 11.02.02.02 - Cobalt Chrome |  | QQ156 | 632 | JOHNSON & JOHNSON MEDICAL PTY LTD | Modular M-Spec Metal Femoral Head | Metal Femoral Head - Modular M-Spec | 36-40mm | 264072 |  | July 2024 | Expanded from DY402
11 - Hip | 11.02 - FEMORAL HEADS | 11.02.02 - Conventional Femoral Heads, >32mm | 11.02.02.02 - Cobalt Chrome |  | QQ157 | 632 | JOHNSON & JOHNSON MEDICAL PTY LTD | Ultamet Metal Femoral Head | Metal Femoral Head - Ultamet | 36mm | 261993 |  | July 2024 | Expanded from DY402
11 - Hip | 11.03 - ACETABULAR COMPONENTS | 11.03.01 - Cups, Cemented | 11.03.01.04 - Metal Shell |  | QQ222 | 1511 | MEDACTA AUSTRALIA PTY. LTD. | Versacem Double Mobility cemented cup | Cemented metal acetabular dual mobility cup designed to be used with a polyethylene liner | from 38 to 56 mm diameter in 2mm increments | 208703 |  | July 2024 | New listing
11 - Hip | 11.03 - ACETABULAR COMPONENTS | 11.03.02 - Shells, Uncemented | 11.03.02.05 - Porous Metal |  | QQ248 | 2812 | SMITH & NEPHEW PTY LIMITED | REDAPT Modular Shell | Modular Shell, variable holes | 48-80mm | 325775 |  | July 2024 | New listing
12 - Knee | 12.05 - TIBIAL INSERT: TOTAL KNEE ARTHROPLASTY | 12.05.02 - Posterior Stabilised |  |  | QQ214 | 1020 | ZIMMER BIOMET PTY LTD | Vanguard SSK Knee System | Tibial Bearing Insert, PS non-constrained UHMWPE | Size (mm) 10-24 Size (mm) 59-91 | 221507 225307 |  | July 2024 | New listing
12 - Knee | 12.05 - TIBIAL INSERT: TOTAL KNEE ARTHROPLASTY | 12.05.02 - Posterior Stabilised |  |  | QQ306 | 1020 | ZIMMER BIOMET PTY LTD | Vanguard Total Knee System | Vanguard PS Bearing | Size (mm) 10-24 Size (mm) 59-91 | 219825 223028 |  | July 2024 | New listing
13 - Spinal | 13.01 - Bone Screws | 13.01.01 - Pedicle, Monoaxial |  |  | QQ296 | 728 | LE CHEMINANT, DAVID E | Invictus Spinal Fixation System | Monoaxial Pedicle Screw, Ti Alloy | (4.5 - 12.5) mm diam x (20 - 130) mm length | 398576 |  | July 2024 | New listing
13 - Spinal | 13.01 - Bone Screws | 13.01.01 - Pedicle, Monoaxial |  | Cannulated | QQ218 | 889 | MEDTRONIC AUSTRALASIA PTY LTD | CD HORIZON Spinal System - Cannulated Sagittal Adjusting Screws | Cannulated Sagittal Adjusting Screws | Diameter: 4.5mm - 7.5mm Length: 25mm - 55mm | 169514 |  | July 2024 | Expanded from MC969
13 - Spinal | 13.01 - Bone Screws | 13.01.01 - Pedicle, Monoaxial |  | Cannulated | QQ220 | 889 | MEDTRONIC AUSTRALASIA PTY LTD | CD HORIZON Spinal System - Uniaxial Screws and Sagittal Adjusting Screws | CD HORIZON SOLERA Uniaxial Screws and Sagittal Adjusting Screws | Diameter: 4.0mm - 8.5mm Length: 20mm - 55mm | 169514 |  | July 2024 | Expanded from MC969
13 - Spinal | 13.01 - Bone Screws | 13.01.02 - Pedicle, Polyaxial |  | Cannulated | QQ103 | 1085 | CONNEXION SURGICAL PTY LTD | NEO Pedicle Screw System - Polyaxial Screw | Pedicle Screw, Iliac Screw, Titanium Alloy | Diameter: 4.5mm - 8.0mm Length: 25mm - 100mm | 289017 |  | July 2024 | Change to Organisation Billing code transferred from SQ125 Sponsor transferred from Surgical Specialties Pty Limited, Change to Group benefit
13 - Spinal | 13.01 - Bone Screws | 13.01.02 - Pedicle, Polyaxial |  |  | QQ146 | 996 | EMERGO ASIA-PACIFIC PTY. LIMITED | Evolution Spine Whistler Modular Pedicle Screw System-Pedicle Screw | Evolution Spine Whistler Modular Pedicle Screw System-Pedicle Screw Shank, solid or cannulated, sterile or non-sterile, HA coated or uncoated. | Diameter: 4.75-10.50 mm Length: 25-120 mm | 445292 |  | July 2024 | New listing
13 - Spinal | 13.01 - Bone Screws | 13.01.02 - Pedicle, Polyaxial |  |  | QQ219 | 996 | MEDTRONIC AUSTRALASIA PTY LTD | CD HORIZON Spinal System - Multi-Axial Screw | CD HORIZON SOLERA Multi-Axial Screw, HA coated Multi-Axial Screw | Diameter: 4.0mm - 10.5mm Length: 15mm - 110mm | 169514 |  | July 2024 | Expanded from MC969
13 - Spinal | 13.01 - Bone Screws | 13.01.03 - Standard |  |  | QQ138 | 186 | EMERGO ASIA-PACIFIC PTY. LIMITED | Evolution Spine EMERGE Plate System- Screws | Evolution Spine EMERGE Plate System- Screws, self-starting and self-drilling | diameter: 3.75-4.25 mm length: 10-26 mm | 445231 |  | July 2024 | New listing
13 - Spinal | 13.01 - Bone Screws | 13.01.03 - Standard |  |  | QQ121 | 186 | RELAX RETRACTORS PTY LTD | CanAce Anterior Cervical Plating System | Spinal Fixation System - Screws | 4.0mm / 4.5mm | 346438 346439 |  | July 2024 | Change to Organisation Billing code transferred from DZ088 Sponsor transferred from AUSTRALIAN ORTHOPAEDIC FIXATIONS PTY LTD
13 - Spinal | 13.02 - Accessories for bone screws and connector components | 13.02.01 - Nut/Set Screw/Locking Screw |  |  | QQ106 | 143 | CONNEXION SURGICAL PTY LTD | NEO Pedicle Screw System - Set Screw | Titanium Alloy | Diameter: 5.0mm - 7.0mm | 289017 |  | July 2024 | Change to Organisation Billing code transferred from SQ127 Sponsor transferred from Surgical Specialties Pty Limited, Change to Group benefit
13 - Spinal | 13.02 - Accessories for bone screws and connector components | 13.02.01 - Nut/Set Screw/Locking Screw |  |  | QQ145 | 143 | EMERGO ASIA-PACIFIC PTY. LIMITED | Evolution Spine Whistler Modular Pedicle Screw System-Locking Cap | Evolution Spine Whistler Modular Pedicle Screw System-Locking Cap, solid or cannulated | for 5.5 or 6.0 mm rods | 445290 |  | July 2024 | New listing
13 - Spinal | 13.02 - Accessories for bone screws and connector components | 13.02.05 - Block/Screw head |  |  | QQ147 | 686 | EMERGO ASIA-PACIFIC PTY. LIMITED | Evolution Spine Whistler Modular Pedicle Screw System-Pedicle Screw Tulip | Evolution Spine Whistler Modular Pedicle Screw System-Pedicle Screw Tulip, polyaxial, standard/MI/reduction | 5.5 mm | 445290 |  | July 2024 | New listing
13 - Spinal | 13.03 - Connector | 13.03.01 - In-Line |  |  | QQ101 | 655 | CONNEXION SURGICAL PTY LTD | NEO Pedicle Screw System - Inline Connector | Parallel connector, Iliac connector | 40-70mm | 289017 |  | July 2024 | Change to Organisation Billing code transferred from SQ193 Sponsor transferred from Surgical Specialties Pty Limited
13 - Spinal | 13.03 - Connector | 13.03.03 - Transverse (Rod-to-Rod) | 13.03.03.01 - Fixed |  | QQ171 | 389 | DEVICE TECHNOLOGIES AUSTRALIA PTY. LTD. | Coral Fixed Cross Connector | The Coral Spinal System offers a full range of implants for adaptation to most surgical needs. Coral Spinal System is a spinal fixation device intended for use as a posterior pedicle screw fixation system, a posterior non-pedicle screw fixation system, or as an anterolateral fixation system. Cross-links allow for greater strength of construct. | 10mm-40mm | 275794 |  | July 2024 | New listing
13 - Spinal | 13.05 - Plate | 13.05.01 - Integral Fixation | 13.05.01.01 - Cervical |  | QQ136 | 1297 | EMERGO ASIA-PACIFIC PTY. LIMITED | Evolution Spine EMERGE Plate System- Plates | Evolution Spine EMERGE Plate System- Plates, Level 1-4 | 18-55 mm | 445230 |  | July 2024 | New listing
13 - Spinal | 13.05 - Plate | 13.05.02 - No Integral Fixation | 13.05.02.01 - Cervical | >55mm | QQ137 | 908 | EMERGO ASIA-PACIFIC PTY. LIMITED | Evolution Spine EMERGE Plate System- Plates->55mm | Evolution Spine EMERGE Plate System- Plates->55mm, Level 2-5 | 56-110 mm | 445230 |  | July 2024 | New listing
13 - Spinal | 13.05 - Plate | 13.05.02 - No Integral Fixation | 13.05.02.01 - Cervical | >55mm | QQ119 | 908 | RELAX RETRACTORS PTY LTD | CanAce Anterior Cervical Plating System | Spinal Fixation System | >55mm | 346438 346439 346450 |  | July 2024 | Change to Organisation Billing code transferred from DZ084 Sponsor transferred from AUSTRALIAN ORTHOPAEDIC FIXATIONS PTY LTD, Change to Group benefit
13 - Spinal | 13.05 - Plate | 13.05.02 - No Integral Fixation | 13.05.02.01 - Cervical |  | QQ120 | 1179 | RELAX RETRACTORS PTY LTD | CanAce Anterior Cervical Plating System | Spinal Fixation System | ≤55mm | 346438 346439 346450 |  | July 2024 | Change to Organisation Billing code transferred from DZ086 Sponsor transferred from AUSTRALIAN ORTHOPAEDIC FIXATIONS PTY LTD, Change to Group benefit
13 - Spinal | 13.06 - Rod | 13.06.01 - Standard |  |  | QQ104 | 340 | CONNEXION SURGICAL PTY LTD | NEO Pedicle Screw System - Rod | Straight, Titanium Alloy, CoCr | 30mm - 500mm length | 289017 |  | July 2024 | Change to Organisation Billing code transferred from SQ126 Sponsor transferred from Surgical Specialties Pty Limited, Change to Group benefit
13 - Spinal | 13.06 - Rod | 13.06.01 - Standard |  |  | QQ105 | 340 | CONNEXION SURGICAL PTY LTD | NEO Pedicle Screw System - Rod | Shaped, Titanium Alloy | 30mm - 100mm length | 289017 |  | July 2024 | Change to Organisation Billing code transferred from SQ128 Sponsor transferred from Surgical Specialties Pty Limited, Change to Group benefit
13 - Spinal | 13.06 - Rod | 13.06.01 - Standard |  |  | QQ148 | 340 | EMERGO ASIA-PACIFIC PTY. LIMITED | Evolution Spine Whistler Modular Pedicle Screw System-Rods | Evolution Spine Whistler Modular Pedicle Screw System-Rods, straight, bent, bullet-nosed, Ti or CoCr | Diameter: 5.5 or 6.0 mm Length: 30-500 mm | 445291 |  | July 2024 | New listing
13 - Spinal | 13.06 - Rod | 13.06.01 - Standard |  | Shaped | QQ249 | 555 | LIFEHEALTHCARE PTY LIMITED | KHEIRON Spinal Fixation System | K-ROD patient specific shaped rods | 5.5 and 6mm diameter | 362890 |  | July 2024 | New listing
13 - Spinal | 13.10 - Fusion Cage | 13.10.01 - Interbody, Integral Fixation | 13.10.01.01 - Cervical |  | QQ084 | 4161 | ALPHATEC AUSTRALIA PTY LTD | IdentiTi Cervical SA Spacer | Integral Fixation Spacer including two Fixation Screws. Ti Alloy | Cage: (5 - 10)mm x (14 - 18)mm footprint x (12 - 16)mm height, (7- 15) degrees lordosis Screws: (3.5 - 4)mm diameter x (12-18)mm length self tapping or self drillling, single or dual lead | 397510 |  | July 2024 | Change to Organisation Billing code transferred from JQ058 Sponsor transferred from LE CHEMINANT, DAVID E, Change to Group benefit
13 - Spinal | 13.10 - Fusion Cage | 13.10.01 - Interbody, Integral Fixation | 13.10.01.02 - ThoracoLumbar / Lumbar |  | QQ082 | 5948 | ALPHATEC AUSTRALIA PTY LTD | IdentiTi ALIF Standalone Interbody System | Integrated Fixation Cage Including 2 Lateral Fixation Screws and 1 (Centre Screw or Cannulated Fixation Bolt), Ti Alloy | Cage: 34 - 38)mm x (24 - 28)mm footprint x (4- 13)mm height , (10-30) degree lordosis Screw: (5 - 8.5)mm diameter x (25 - 35) mm length Bolt: (8.5 - 9) mm diameter x (25 -35)mm length | 397510 |  | July 2024 | Change to Organisation Billing code transferred from JQ057 Sponsor transferred from LE CHEMINANT, DAVID E, Change to Group benefit
13 - Spinal | 13.10 - Fusion Cage | 13.10.01 - Interbody, Integral Fixation | 13.10.01.02 - ThoracoLumbar / Lumbar |  | QQ149 | 5948 | EMERGO ASIA-PACIFIC PTY. LIMITED | Evolution Spine E3D-A Interbody System-Integrated Fusion Cage | E3D-A Interbody-ALIF integrated sterile fusion cage with screws and optional cover plate, non-sterile. | Footprint: (32-40mm) x (24-28mm) Height: 11-21 mm Lordosis: 8-30 degrees | 445950 445955 445956 |  | July 2024 | New listing
13 - Spinal | 13.10 - Fusion Cage | 13.10.02 - Interbody, No Integral Fixation | 13.10.02.01 - Cervical |  | QQ083 | 2188 | ALPHATEC AUSTRALIA PTY LTD | IdentiTi Cervical Porous Ti Interbody System | Spacer, Anterior Ti | (14-20)mm x (12-16)mm footprint x (5-12)mm height x (5-15) degree lordosis | 397837 |  | July 2024 | Change to Organisation Billing code transferred from JQ030 Sponsor transferred from LE CHEMINANT, DAVID E, Change to Group benefit
13 - Spinal | 13.10 - Fusion Cage | 13.10.02 - Interbody, No Integral Fixation | 13.10.02.01 - Cervical |  | QQ091 | 2188 | ALPHATEC AUSTRALIA PTY LTD | Transcend Nanotec Cervical | Spacer, PEEK Ti Alloy HA | (14-18)mm x (12-16)mm footprint x (5-10)mm height x 7-10) degrees lordosis | 398574 |  | July 2024 | Change to Organisation Billing code transferred from JQ032 Sponsor transferred from LE CHEMINANT, DAVID E, Change to Group benefit
13 - Spinal | 13.10 - Fusion Cage | 13.10.02 - Interbody, No Integral Fixation | 13.10.02.01 - Cervical |  | QQ118 | 2188 | EVOLUTION SURGICAL PTY LTD | Hygro-C ACDF Cage | Hygro-C Titanium ACDF Cage | Length (13.7mm) x Width (16.5-19.1mm) x Height (4-9mm); Lordotic angle 6 Degrees | 330365 |  | July 2024 | Change to Organisation Billing code transferred from DR025 Sponsor transferred from MEDIVANCE PTY LTD, Change to Group benefit
13 - Spinal | 13.10 - Fusion Cage | 13.10.02 - Interbody, No Integral Fixation | 13.10.02.01 - Cervical |  | QQ153 | 2188 | MEDTRONIC AUSTRALASIA PTY LTD | Cornerstone PSR – Fusion Cage | PEEK cervical fusion cage | Height: 4-13mm Width: 11-14mm Length: 11-14mm Lordosis 4 degrees | 437270 |  | July 2024 | New listing
13 - Spinal | 13.10 - Fusion Cage | 13.10.02 - Interbody, No Integral Fixation | 13.10.02.01 - Cervical |  | QQ122 | 2188 | RELAX RETRACTORS PTY LTD | CanPEEK-C Anterior Cervical Cage System | Interbody Fusion Cage | 5mm - 10mm | 346450 |  | July 2024 | Change to Organisation Billing code transferred from DZ087 Sponsor transferred from AUSTRALIAN ORTHOPAEDIC FIXATIONS PTY LTD, Change to Group benefit
13 - Spinal | 13.10 - Fusion Cage | 13.10.02 - Interbody, No Integral Fixation | 13.10.02.02 - ThoracoLumbar / Lumbar |  | QQ081 | 3313 | ALPHATEC AUSTRALIA PTY LTD | IdentiTi ALIF Porous Ti Interbody System | Spacer, Anterior Lumbar .Ti | (34-42)mm x (24-30)mm footprint x (4-11)mm height x (10-20) degree lordosis | 397837 |  | July 2024 | Change to Organisation Billing code transferred from JQ026 Sponsor transferred from LE CHEMINANT, DAVID E
13 - Spinal | 13.10 - Fusion Cage | 13.10.02 - Interbody, No Integral Fixation | 13.10.02.02 - ThoracoLumbar / Lumbar |  | QQ085 | 3313 | ALPHATEC AUSTRALIA PTY LTD | IdentiTi LIF Porous Ti Spacer | IdentiTi Porous Ti Spacer Lateral Ti Interbody, Ti | (4-14)mm x (25-60)mm footprint x (0-30)degree lordosis x (16-26)mm Height | 397837 |  | July 2024 | Change to Organisation Billing code transferred from JQ018 Sponsor transferred from LE CHEMINANT, DAVID E
13 - Spinal | 13.10 - Fusion Cage | 13.10.02 - Interbody, No Integral Fixation | 13.10.02.02 - ThoracoLumbar / Lumbar |  | QQ086 | 3313 | ALPHATEC AUSTRALIA PTY LTD | IdentiTi NanoTec Interbody System | Spacer, LIF. Ti HA | (16-26)mm x (40-65)mm x (4-16)mm height x (0-20) degrees lordosis | 397837 |  | July 2024 | Change to Organisation Billing code transferred from JQ056 Sponsor transferred from LE CHEMINANT, DAVID E
13 - Spinal | 13.10 - Fusion Cage | 13.10.02 - Interbody, No Integral Fixation | 13.10.02.02 - ThoracoLumbar / Lumbar |  | QQ087 | 3313 | ALPHATEC AUSTRALIA PTY LTD | IdentiTi PC Porous Ti Interbody System | Spacer, Posterior Curved, Ti | (9-14)mm x (25-35)mm footprint x (6-15)mm height x (5-15)degree lordosis | 397837 |  | July 2024 | Change to Organisation Billing code transferred from JQ027 Sponsor transferred from LE CHEMINANT, DAVID E
13 - Spinal | 13.10 - Fusion Cage | 13.10.02 - Interbody, No Integral Fixation | 13.10.02.02 - ThoracoLumbar / Lumbar |  | QQ088 | 3313 | ALPHATEC AUSTRALIA PTY LTD | IdentiTi PO Porous Ti Interbody System | Spacer, Posterior Oblique, Ti | 10mm x (25-35)mm footprint x (7-15)mm height x (5-15)degree lordosis | 397837 |  | July 2024 | Change to Organisation Billing code transferred from JQ028 Sponsor transferred from LE CHEMINANT, DAVID E
13 - Spinal | 13.10 - Fusion Cage | 13.10.02 - Interbody, No Integral Fixation | 13.10.02.02 - ThoracoLumbar / Lumbar | Paired | QQ089 | 2222 | ALPHATEC AUSTRALIA PTY LTD | IdentiTi PS Porous Ti Interbody System | Spacer, Posterior Straight Ti | 9mm x (22-30)mm footprint x (7-14)mm height x (0-15) degree lordosis | 397837 |  | July 2024 | Change to Organisation Billing code transferred from JQ029 Sponsor transferred from LE CHEMINANT, DAVID E, Change to Group benefit
13 - Spinal | 13.10 - Fusion Cage | 13.10.02 - Interbody, No Integral Fixation | 13.10.02.02 - ThoracoLumbar / Lumbar |  | QQ090 | 3313 | ALPHATEC AUSTRALIA PTY LTD | Transcend Lateral | Spacer, PEEK Ti Alloy | (16-26)mm x(25-60)mm Footprint x (4-10)mm height x(0-15)degrees lordosis | 398574 |  | July 2024 | Change to Organisation Billing code transferred from JQ031 Sponsor transferred from LE CHEMINANT, DAVID E
13 - Spinal | 13.10 - Fusion Cage | 13.10.02 - Interbody, No Integral Fixation | 13.10.02.02 - ThoracoLumbar / Lumbar |  | QQ092 | 3313 | ALPHATEC AUSTRALIA PTY LTD | Transcend Nanotec Lateral | Spacer, Lateral, PEEK Ti Alloy HA | (18-22)mm x (45-60)mm footprint x (4-14)mm height x (0-10)degree lordosis | 398574 |  | July 2024 | Change to Organisation Billing code transferred from JQ033 Sponsor transferred from LE CHEMINANT, DAVID E
13 - Spinal | 13.10 - Fusion Cage | 13.10.02 - Interbody, No Integral Fixation | 13.10.02.02 - ThoracoLumbar / Lumbar |  | QQ099 | 3313 | CONNEXION SURGICAL PTY LTD | Neo Cage System | Cage Kit PLIF, TLIF Straight, Lordotic | 22-26mm Length 7-14mm Width 7-14mm Height | 316221 |  | July 2024 | Change to Organisation Billing code transferred from SQ155 Sponsor transferred from Surgical Specialties Pty Limited
13 - Spinal | 13.10 - Fusion Cage | 13.10.02 - Interbody, No Integral Fixation | 13.10.02.02 - ThoracoLumbar / Lumbar |  | QQ100 | 3313 | CONNEXION SURGICAL PTY LTD | Neo Cage System | Cage anatomical, straight, curved | 22-36mm length, 7-14mm width, 0-8 degrees | 316221 |  | July 2024 | Change to Organisation Billing code transferred from SQ159 Sponsor transferred from Surgical Specialties Pty Limited
13 - Spinal | 13.10 - Fusion Cage | 13.10.02 - Interbody, No Integral Fixation | 13.10.02.02 - ThoracoLumbar / Lumbar |  | QQ150 | 3313 | EMERGO ASIA-PACIFIC PTY. LIMITED | Evolution Spine E3D-A Interbody System-Static Fusion Cage | Evolution Spine E3D-A Interbody System-Static Fusion Cage, sterile | Footprint: (32-40 mm) x (24-28 mm) Height:9-21 mm Lordosis: 8-30 degrees | 445955 |  | July 2024 | New listing
13 - Spinal | 13.12 - Vertebral Body Replacement | 13.12.05 - Non Stackable Cage, other |  |  | QQ302 | 3340 | 3DMORPHIC PTY LTD | 3DFusion VCL Core | 3DFusion VCLCore is part of the 3DFusion VCL System, a patient-specific thoraco-lumbar vertebrectomy system intended to immobilize, stabilize and maintain the space between instrumented spinal segments in order to allow bone fusion in the thoraco-lumbar, lumbar or lumbo-sacral spine. | 22mm-92mm | 406173 |  | July 2024 | New listing